## Health Center
UPGRADED HEALTH CENTER III UGIFT ASSET REGISTER FOR KARAMOJA, ELGON AND BUKEDI SUB-REGIONS
NAME OF LG: MOROTO DISTRICT LOCAL GOVERNMENT NAME OF HEALTH FACILITY: KALEMUNGOLE HC III
Equipment/ Item | Department | Asset Number | Item | Life in Months | Tag Number ( engrave no.) | Date Of Purchase | Date Placed In Service | Recoverable cost | Cost | Acc Dep Cost | Net Book Value | Ytd Deprn | Equipment status | Remarks
Description
B.P. Machine, Digital | Health |  | Qty: 6. Wall mounted BP machine and manual BP machine |  | GOU/MOH-UGIFT PROJECT FY2024-2025/01 | [7 empty] | Functional
Autoclave 20 Liters.,Duo Operated | Health |  | Qty: 2 |  | GOU/MOH-UGIFT PROJECT FY2023-2024 and FY2024-2025 | [7 empty] | Functional
Bowl, Kick | Health |  | Qty: 2 |  | GOU/MOH-UGIFT PROJECT FY2024-2025 | [7 empty] | Functional | One is leaking.
Bowl Stand | Health |  | Qty: 2 |  | GOU/MOH-UGIFT PROJECT FY2024-2025 | [7 empty] | Functional
Cupboard Steel, Lockable | Health |  | Qty: 2 |  | GOU/MOH-UGIFT PROJECT FY2024-2025/01, 02 | [7 empty] | Functional
Drip Stand | Health |  | Qty: 20 |  | GOU/MOH-UGIFT PROJECT FY2024-2025 | [7 empty] | Functional | Some of them are broken.
ESR Stand | Health |  | Qty: 1 |  | GOU/MOH-UGIFT PROJECT FY2024-2025/01 | [7 empty] | Functional
Examination Couch | Health |  | Qty: 3 |  | GOU/MOH-UGIFT PROJECT FY2023-2024 and FY2024-2025 | [7 empty] | Functional
Examination light,LED | Health |  | Qty: 4 |  | GOU/MOH-UGIFT PROJECT FY2023-2024 and FY2024-2025 | [7 empty] | Functional
Glucometer | Health |  | On Call Plus and Yuwell |  | GOU/MOH-UGIFT PROJECT FY2024-2025 and FY2023-2024 | [7 empty] | Functional
Haemoglobin Meter, Digital | Health |  | Qty: 2. Mission Plus |  | GOU/MOH-UGIFT PROJECT FY2024-2025/01, 02 | [7 empty] | Functional
Height Meter | Health |  | Qty: 1 |  | GOU/MOH-UGIFT PROJECT FY2024-2025/01 | [7 empty] | Functional
Otoscope | Health |  | Qty: 1 |  | GOU/MOH-UGIFT PROJECT FY2024-2025 | [7 empty] | Functional
Patient Screen | Health |  | Qty: 5 |  | Not engraved | [7 empty] | Functional
Stethoscope | Health |  | Qty: 8. Littmann Classic III |  | Not engraved | [7 empty] | Functional
Stop Watch | Health |  | Qty: 2. DOL-118 |  | GOU/MOH-UGIFT PROJECT FY2024-2025/01, 02 | [7 empty] | Functional
Stretcher | Health |  | Qty: 2 |  | GOU/MOH-UGIFT PROJECT FY2024-2025/01, 02 | [7 empty] | Functional
Stove, Gas | Health |  | Qty: 3 |  | GOU/MOH-UGIFT PROJECT FY2023-2024 and FY2024-2025 | [7 empty] | Functional
Weighing Scale with Height Meter, Adult | Health |  | Qty: 4 |  | GOU/MOH-UGIFT PROJECT FY2023-2024/01, 02 and FY2024-2025 | [7 empty] | Functional
Weighing Scale, Infant | Health |  | Qty: 4 |  | GOU/MOH-UGIFT PROJECT FY2023-2024/02 and FY2024-2025/01, 02 | [7 empty] | Functional
Weighing Scale, Toddler | Health |  | Baby scale |  | GOU/MOH-UGIFT PROJECT FY2024-2025/01, 02 | [7 empty] | Functional | Two are in use and one is in the store.
Wheel Chair | Health |  | Qty: 3 |  | GOU/MOH-UGIFT PROJECT FY2023-2024 | [7 empty] | Functional
Medical Waste Bin | Health |  | Qty: 2 |  | GOU/MOH-UGIFT PROJECT FY2024-2025/01, 02 | [7 empty] | Functional
Wall Clock | Health |  |  |  | GOU/MOH-UGIFT PROJECT FY2024-2025 and FY2023-2024/01 | [7 empty] | Functional
Diagnostic Equipment Set for OPD | Health |  | Qty: 2 |  | GOU/MOH-UGIFT PROJECT FY2024-2025/01, 02 | [7 empty] | Functional
Glassware Set, Laboratory, Basic | Health |  | Qty: 2 |  | Not engraved | [7 empty] | Functional
Instrument Set, Dressing | Health |  | Qty: 2 |  | GOU/MOH-UGIFT PROJECT FY2024-2025/01, 02 | [7 empty] | Functional
Instrument Set, Basic ENT | Health |  | Qty: 2 |  | GOU/MOH-UGIFT PROJECT FY2024-2025/01, 02 | [7 empty] | Functional
Pulse Oximeter, Hand held | Health |  | Qty: 4 |  | GOU/MOH-UGIFT PROJECT FY2024-2025/01, 02 | [7 empty] | Functional | Two are missing.
Bed, Adult Patient with Mattress | Health |  | Qty: 20 |  | GOU/MOH-UGIFT PROJECT FY2023-2024 and FY2024-2025 | [7 empty] | Functional
Delivery Bed, Hydraulic Manual | Health |  | Qty: 2 |  | GOU/MOH-UGIFT PROJECT FY2023-2024/01, 02 | [7 empty] | Functional
Suction Apparatus, (Electric) | Health |  | Qty: 2 |  | GOU/MOH-UGIFT PROJECT FY2023-2024 and FY2024-2025 | [7 empty] | Functional
Nebulizer, Ultrasonic | Health |  | Qty: 1. Nebulizer |  | GOU/MOH-UGIFT PROJECT FY2024-2025/01 | [7 empty] | Functional
Oxygen Concentrator, Duo Flow | Health |  | Qty: 2. Longfian |  | GOU/MOH-UGIFT PROJECT FY2023-2024/02 | [7 empty] | Functional
Bench | Health |  | Qty: 4 |  | GOU/MOH-UGIFT PROJECT FY2023-2024 | [7 empty] | Functional
Disinfection Buckets | Health |  | Qty: 6 |  | GOU/MOH-UGIFT PROJECT FY2024-2025/01 to 06 | [7 empty] | Functional
Baby Cot | Health |  | Qty: 3 |  | GOU/MOH-UGIFT PROJECT FY2024-2025/01 to 03 | [7 empty] | Functional
Hollow Ware Set, Ward | Health |  |  |  | Not engraved | [7 empty] | Functional
Instrument Set, Delivery | Health |  | Qty: 2 |  | GOU/MOH-UGIFT PROJECT FY2024-2025/01 | [7 empty] | Functional
MVA Kit | Health |  | Qty: 3 |  | Not engraved | [7 empty] | Functional
Stool, Laboratory | Health |  | Qty: 1 |  | GOU/MOH-UGIFT PROJECT FY2024-2025 | [7 empty] | Functional
Penguin Sucker | Health |  |  |  | Not engraved | [7 empty] | Functional
Fetoscope, Dopplar | Health |  | Qty: 2. Jumper |  | GOU/MOH-UGIFT PROJECT FY2024-2025/05, 06 | [7 empty] | Functional
Bubble CPAP | Health |  | Qty: 2 |  | GOU/MOH-UGIFT PROJECT FY2024-2025 | [7 empty] | Functional
Kangaroo Mother Care Chair | Health |  | Qty: 1 |  | GOU/MOH-UGIFT PROJECT FY2024-2025/01 | [7 empty] | Functional
Radiant Infant Warmer | Health |  | Qty: 1 |  | GOU/MOH-UGIFT PROJECT FY2024-2025/01 | [7 empty] | Functional
Delivery Bed | Health |  | Qty: 2 |  | GOU/MOH-UGIFT PROJECT FY2023-2024/01, 02 | [7 empty] | Functional
Instrument set, ENT Basic for HCIII | Health |  | Qty: 2 |  | GOU/MOH-UGIFT PROJECT FY2024-2025 | [7 empty] | Functional
Bag Valve mask (Ambu Bag), Neonatal | Health |  | Adult and neonatal sizes |  | GOU/MOH-UGIFT PROJECT FY2024-2025 and FY2023-2024 | [7 empty] | Functional
Office Chair | Health |  |  |  | GOU/MOH-UGIFT PROJECT FY2023-2024/01 to 03 and FY2024-2025/04 | [7 empty] | Functional
Desk | Health |  | Qty: 6 |  | GOU/MOH-UGIFT PROJECT FY2023-2024 | [7 empty] | Functional
Filing Cabinet | Health |  | Qty: 3 |  | GOU/MOH-UGIFT PROJECT FY2024-2025/01, 02 | [7 empty] | Functional
Non Residential Buildings | Health |  |  |  | Not engraved | [7 empty] | Functional
NAME OF LG: KARENGA DISTRICT LOCAL GOVERNMENT NAME OF HEALTH FACILITY: KALIMON HC III
Equipment/ Item | Department | Asset Number | Item | Life in Months | Tag Number ( engrave no.) | Date Of Purchase | Date Placed In Service | Recoverable cost | Cost | Acc Dep Cost | Net Book Value | Ytd Deprn | Equipment status | Remarks
Description
Mid Upper Arm Tape | Health |  | Mid-upper-arm tape |  | Not engraved | [7 empty] | Functional
Autoclave 20 Liters.,Duo Operated | Health |  | Portable pressure sterilizer |  | Not engraved | [7 empty] | Functional
Examination Couch | Health |  | Examination couch beside a wash basin |  | Not engraved | [7 empty] | Functional
Instrument Trolley | Health |  | Instrument trolley with a kidney bowl |  | Not engraved | [7 empty] | Functional
Patient Screen | Health |  | Ward screen standing beside a paediatric cot |  | Not engraved | [7 empty] | Functional
Patient Trolley | Health |  | Patient trolley |  | Not engraved | [7 empty] | Functional
Weighing Scale with Height Meter, Adult | Health |  | Adult weighing scale with a height meter |  | Not engraved | [7 empty] | Functional
Wheel Chair | Health |  | Wheel chair |  | Not engraved | [7 empty] | Functional
Medical Waste Bin | Health |  | Waste bin with a red liner |  | Not engraved | [7 empty] | Functional
Bed, Adult Patient with Mattress | Health |  | Patient bed with a mattress, in the ward |  | Not engraved | [7 empty] | Functional
Bed, Pediatric Patient, With Mattress | Health |  | Paediatric cot with a drip stand |  | Not engraved | [7 empty] | Functional
Baby Cot | Health |  | Infant cot |  | Not engraved | [7 empty] | Functional
Fetoscope, Dopplar | Health |  | Instrument tray with a fetoscope |  | Not engraved | [7 empty] | Functional
Delivery Bed | Health |  | Delivery couch |  | Not engraved | [7 empty] | Functional
Examination light | Health |  | Examination light with a ward screen |  | Not engraved | [7 empty] | Functional
Office Chair | Health |  | Office chair seen in the office |  | Not engraved | [7 empty] | Functional
Desk | Health |  | Desk with an engraved edge |  | Not engraved | [7 empty] | Functional
Non Residential Buildings | Health |  | Health centre blocks, water-tank tower, placenta-pit enclosure |  | Not engraved | [7 empty] | Functional
NAME OF LG: KOTIDO DISTRICT LOCAL GOVERNMENT NAME OF HEALTH FACILITY: KAMORU HC III
Equipment/ Item | Department | Asset Number | Item | Life in Months | Tag Number ( engrave no.) | Date Of Purchase | Date Placed In Service | Recoverable cost | Cost | Acc Dep Cost | Net Book Value | Ytd Deprn | Equipment status | Remarks
Description
Mid Upper Arm Tape | Health |  | Mid-upper-arm tape, seen |  | Not engraved | [7 empty] | Functional
Digital clinical thermometer | Health |  | Digital clinical thermometer |  | Not engraved | [7 empty] | Functional
Hand pump | Health |  | Hand pump at the facility |  | Not engraved | [7 empty] | Not working
Instrument Trolley | Health |  | Instrument trolley with a delivery set |  | Not engraved | [7 empty] | Functional
Microscope Binocular | Laboratory |  | Microscope marked KAMORU HC III in the facility's own hand |  | Not engraved | [7 empty] | Functional | Facility mark, not engraving
Patient Trolley | Health |  | Patient trolley |  | Not engraved | [7 empty] | Functional
Weighing Scale with Height Meter, Adult | Health |  | Adult weighing scale with a height meter |  | Not engraved | [7 empty] | Functional
Weighing Scale, Infant | Health |  | Hanging weighing scale |  | Not engraved | [7 empty] | Functional
Weighing Scale, Toddler | Health |  | Infant weighing scale |  | Not engraved | [7 empty] | Functional
Wheel Chair | Health |  | Wheel chair |  | Not engraved | [7 empty] | Functional
Wall Clock | Health |  | Wall clock, still wrapped |  | Not engraved | [7 empty] | Still packed
Glassware Set, Laboratory, Basic | Laboratory |  | Laboratory glassware and sample tubes |  | Not engraved | [7 empty] | Functional
Instrument Set, Dressing | Health |  | Instrument kits in the store |  | Not engraved | [7 empty] | Functional
Pulse Oximeter, Hand held | Health |  | Pulse oximeter in a tray |  | Not engraved | [7 empty] | Functional
Bed, Adult Patient with Mattress | Health |  | Ward beds, seen |  | Not engraved | [7 empty] | Functional
Bed, Pediatric Patient, With Mattress | Health |  | Paediatric patient bed, still wrapped |  | Not engraved | [7 empty] | Still packed
Oxygen Concentrator, Duo Flow | Health |  | Oxygen concentrator |  | Not engraved | [7 empty] | Functional
Hollow Ware Set, Ward | Health |  | Hollow ware set, ward, still in its carton |  | Not engraved | [7 empty] | Still packed
Fetoscope, Dopplar | Health |  | Fetoscope, Doppler |  | Not engraved | [7 empty] | Functional
Centrifuge (Electric) | Laboratory |  | Centrifuge marked KAMORU HC III in the facility's own hand |  | Not engraved | [7 empty] | Functional | Facility mark, not engraving
Radiant Infant Warmer | Health |  | Radiant infant warmer, still wrapped |  | Not engraved | [7 empty] | Still packed
Delivery Bed | Health |  | Delivery bed with a bowl stand and a stool |  | Not engraved | [7 empty] | Functional
Examination light | Health |  | Examination light |  | Not engraved | [7 empty] | Functional
Desk | Health |  | Table top engraved GOU/MOH-UGIFT PROJECT FY/2023/2024 |  | GOU/MOH-UGIFT PROJECT FY/2023/2024 | [7 empty] | Functional
Non Residential Buildings | Health |  | Health centre block, outpatient department, rest rooms |  | Not engraved | [7 empty] | Functional
Residential Buildings | Health |  | Residential block |  | Not engraved | [7 empty] | Functional
NAME OF LG: BUDAKA DISTRICT LOCAL GOVERNMENT NAME OF HEALTH FACILITY: NAMUSITA HC III
Equipment/ Item | Department | Asset Number | Item | Life in Months | Tag Number ( engrave no.) | Date Of Purchase | Date Placed In Service | Recoverable cost | Cost | Acc Dep Cost | Net Book Value | Ytd Deprn | Equipment status | Remarks
Description
B.P. Machine, Digital | Health | S/N 23582 00874 | Qty: 2. white digital machine for taking blood pressure |  | NAM HC III / UGIFT / 24-25 | [7 empty] | 1-functional 1-faulty | One deliberately refuses to work even if you insert batteries.
B.P. Machine (Aneroid wall mounted) | Health |  | Qty: 2 |  | Not engraved | [7 empty] | Functional
Bowl, Kick | Health |  | Qty: 1. silver bowl on silver rolling stand |  | NAM HC / UGIFT / 24-25 | [7 empty] | functional | somehow strong and enough
Bowl Stand | Health |  | Qty: 2. silver rolling stands |  | NAM HC III / UGIFT / 24-25 | [7 empty] | functional | They look weak though still in use.
Counting chamber Neubauer-Improved | Health |  | Qty: 2. Pink glassware |  | Not engraved | [7 empty] | Functional | Helps in their counting
Cupboard Steel, Lockable | Health |  | Qty: 2. grayish locker double door |  | MOH-BDK-NAM HC / 25-26 |  | 16/9/25 | [5 empty] | fully functional | Very useful to the facility but few in number.
Drip Stand | Health |  | Qty: 4. silver stands with blue plastic holds |  | NAMUSITA HC III |  | 16/7/25 | [5 empty] | still in store because we have others in use | They are enough, even lent them to Budaka HC IV at a time.
ESR Stand | Health |  | Qty: 1. white plastic with weights |  | Not engraved | [7 empty] | Functional | still good
Examination Couch | Health |  | Qty: 2. Bed form couch for examination of patients |  | NAM HC III / UGIFT / 24-25 | [7 empty] | functional and some in stores | we want to use it in the maternity soon
Examination light, LED | Health |  | Qty: 2. white LED lights examiner |  | NAM HC III / UGIFT / 24-25 | [7 empty] | functional | Still good since received and still in stores.
Glucometer | Health |  | Qty: 2. Black digital machines used for sugar testing |  | NAM HC III / UGIFT / 24-25 | [7 empty] | Fully functional | They are okay and enough for the facility. maybe add for other departments.
Height Meter | Health |  | Qty: 1. A white meter with analogue meter counters |  | NAM HC III / UGIFT / 24-25 | [7 empty] | functional | Good.
Instrument Trolley | Health |  | Qty: 2. silver double shelf stand |  | NAMUSITA HC III | [7 empty] | functional | But weak
Microscope Binocular | Health |  | Qty: 1. Black and white in color microscope |  | NAM HC III / UGIFT / 24-25 | [7 empty] | functional but still in store | we already have in use
Otoscope | Health |  | Qty: 1. Purple in color |  | NAM HC III / UGIFT / 24-25 | [7 empty] | functional | Still enough for now.
Patient Screen | Health |  | Qty: 4. Blue screens for covering patients during examination |  | Not engraved | [7 empty] | functional with others still in stores | They are weak. some are still in stores because we still have others in use.
Patient Trolley | Health |  | Qty: 1. silver metallic trolley |  | Not engraved | [7 empty] | Fully functional | Not enough for us. need for more since we have many departments.
Refrigerator, Basic | Health |  | Qty: 1. Double door freezer |  | NAM HCIII / UGIFT / 24-25 | [7 empty] | Functional | Need for a bigger one.
Stethoscope | Health |  | Qty: 4. Grey in color stethoscope |  | NAM HCIII / UGIFT / 24-25 | [7 empty] | All functional | so far are enough
Stop Watch | Health |  | Qty: 2. white digital stop watch |  | NAM HCIII / UGIFT / 24-25 | [7 empty] | Functional | Good and enough.
Stretcher | Health |  | Qty: 1. moving bed like stretcher with rollers |  | Not engraved | [7 empty] | Functional | Still organizing for placement
Stove, Gas | Health |  | Qty: 1. 7.9 kgs gas |  | Not engraved | [7 empty] | Functional | Not enough for the facility since it is small.
Weighing Scale with Height Meter, Adult | Health |  | Qty: 1. Large scale |  | Not engraved | [7 empty] | Functional
Weighing Scale, Infant | Health |  | Qty: 2. Round weighing scale |  | NAM HCIII / UGIFT / 24-25 | [7 empty] | Functional | Enough
Weighing Scale, Toddler | Health |  | Qty: 2. white scale takes baby's weight |  | Property of Gov't of Uganda IDA 58970 UG | [7 empty] | Functional | Good.
Medical Waste Bin | Health |  | Qty: 6. Silver metallic waste bins |  | NAM HCIII / UGIFT / 24-25 | [7 empty] | Functional | So far enough though will need more by time. Need for bigger waste bins for proper disposal of waste.
Wall Clock | Health |  | Qty: 4. Round white wall clocks |  | Not engraved | [7 empty] | All functional | Good.
Diagnostic Equipment Set for MCH | Health |  | Qty: 2. set of diagnostic equipment |  | NAM HC III / UGIFT / 24-25 | [7 empty] | functional | process under placement
Diagnostic Equipment Set for OPD | Health |  | Qty: 2. set of equipment with otoscope |  | NAM HC III / UGIFT / 24-25 | [7 empty] | functional | Enough for now
Glassware Set, Laboratory, Basic | Health |  | Qty: 2. glass set of items |  | Not engraved | [7 empty] | functional | Good still in stores.
Instrument Set, Dressing | Health |  | Qty: 2. silver set of items |  | NAM HC III / UGIFT / 24-25 | [7 empty] | functional in stores | process for ward placement is on.
Instrument Set, Basic ENT | Health |  | Qty: 3 |  | Not engraved | [7 empty] | Functional
Pulse Oximeter, Hand held | Health |  | Qty: 2. set of digital instrument for taking pulse |  | Not engraved | [7 empty] | functional | Good and still working.
Bed, Adult Patient with Mattress | Health |  | Qty: 5. white metallic beds with black mattresses |  | NAM HC III / UGIFT / 24-25 | [7 empty] | Still in stores | still re-organizing the facility in order to place them in wards.
Bed, Pediatric Patient, With Mattress | Health |  | Qty: 3. Small pink beds |  | MOH-BDK / NAM HCIII 25-26 | [7 empty] | functional though not always | They are in good conditions and not enough in case of rise.
Delivery Bed, Hydraulic Manual | Health |  | Qty: 1. Pink leathered bed for delivery |  | Not engraved | [7 empty] | Still functional | We at times get more than 3 mothers a day so not enough for the facility.
Oxygen Therapy Apparatus, Minimum 45L cylinder | Health |  | Qty: 2. Black cylinders with white neck |  | Not engraved | [7 empty] | Non functional | Because we have not used them before / yet.
Resuscitator Manual, Infant, with all Mask sizes | Health |  | Qty: 2. In stores packed |  | Not engraved | [7 empty] | Functional | Something should be done to be sent to HC IV since are not in use at our facility yet.
Resuscitator Manual, Adult, with all mask sizes | Health |  | Qty: 2. Packed |  | Not engraved | [7 empty] | Functional | Something should be done to be sent to HC IV since are not in use at our facility yet.
Suction Apparatus, (Electric) | Health |  | Qty: 2. white color with apparatus inside |  | NAM HC III / UGIFT / 24-25 | [7 empty] | still in stores and functional | Good and enough.
Nebulizer, Ultrasonic | Health | NB-152U SCIAN | Qty: 2. white ultrasonic nebulizer |  | NAM HC III / UGIFT / 24-25 | [7 empty] | functional | Still in good condition.
Oxygen Concentrator, Duo Flow | Health |  | Qty: 2. They are not opened yet |  | Not engraved | [7 empty] | Still in stores | Go hand in hand with O2 cylinders and now still packed because not in use yet.
Bench | Health |  | Qty: 4. wooden and metallic form benches |  | NAM HC III / UGIFT / 24-25 | [7 empty] | All functional | Not enough for the patients at the facility.
Disinfection Buckets | Health |  | Qty: 6. Normal buckets light blue in color |  | Not engraved | [7 empty] | All functional | They are serving their purpose and used most and stronger.
Baby Cot | Health |  | Qty: 4. white metallic beds for babies |  | NAM HC III / UGIFT / 24-25 | [7 empty] | All functional | we are soon transferring them to maternity.
Diagnostic Equipment Set for Ward | Health |  | Qty: 3. Packed instruments |  | NAM HC III / UGIFT / 24-25 | [7 empty] | functional | Enough for the facility hence need to take some for a lacking facility if possible.
Hollow Ware Set, Ward | Health |  | Qty: 3. Hollow metallic equipment |  | Not engraved | [7 empty] | Still in stores and some functional | They are enough to the facility at the moment.
Instrument Set, Delivery | Health |  | Qty: 3. silver metallic equipment for delivery |  | NAM HC III / UGIFT / 24-25 | [7 empty] | Functional but still in store | Still enough
Instrument Set, Stitch Removing | Health |  | Qty: 3. Silver tins for stitch removing |  | NAM HC III / UGIFT / 24-25 | [7 empty] | functional | Ready for placement to the wards.
MVA Kit | Health |  | Qty: 4. silver metallic instruments |  | NAM HC III / UGIFT / 24-25 | [7 empty] | functional | But weak especially the vaginal speculum (Cusco's) in particular.
Stool, Laboratory | Health |  | Qty: 1. Black top and silver metallic stand with rollers |  | NAM HC III / UGIFT / 24-25 | [7 empty] | functional | Not enough. looks weaker
Penguin Sucker | Health |  | Qty: 3. Plastic tins with suckers |  | Not engraved | [7 empty] | Functional | So far enough for the available population
Bubble CPAP | Health |  | Qty: 2. Plastic instruments |  | Not engraved | [7 empty] | Functional | Still in packs soon to be handed to midwives.
Centrifuge (Electric) | Health |  | Qty: 2. white machine |  | UGIFT / NAM HCIII / 24-25 | [7 empty] | Functional | Enough for now.
Kangaroo Mother Care Chair | Health |  | Qty: 1. Brown kangaroo chair |  | NAM HCIII / UGIFT / 24-25 | [7 empty] | Functional | Not yet used but tested and soon deployed.
Haemoglobin Meter, Sahli | Health |  | Qty: 2. Red in color digital machine |  | NAM HCIII / UGIFT / 24-25 | [7 empty] | Functional
Office Chair | Health |  | Qty: 7 |  | MOH BDK NAM HCIII / 25-26 | [7 empty] | All functional in use | All still good non broken though look weak.
Desk | Health |  | Qty: 3. Wooden tables with metallic legs |  | MOH-NAM HCIII / 25-26 | [7 empty] | functional | Not enough for our staff.
Filing Cabinet | Health |  | Qty: 2. four lock metallic equipment |  | NAM HCIII / UGIFT / 24-25 | [7 empty] | fully functional | Not enough to the departments in the facility.
Fetoscope, Doppler | Health |  | Qty: 2. white digital machine |  | Not engraved | [7 empty] | Functional | Good
NAME OF LG: BUTALEJA DISTRICT LOCAL GOVERNMENT NAME OF HEALTH FACILITY: MAZIMASA HC III
Equipment/ Item | Department | Asset Number | Item | Life in Months | Tag Number ( engrave no.) | Date Of Purchase | Date Placed In Service | Recoverable cost | Cost | Acc Dep Cost | Net Book Value | Ytd Deprn | Equipment status | Remarks
Description
B.P. Machine, Digital | Health |  | Qty: 1. Digital |  | Not engraved | 2024-04-30 | 2025-06-17 |  | 350000 |  |  |  | In use | The costs for most of the equipment were not provided in the asset list.
B.P. Machine (Aneroid wall mounted) | Health |  | Qty: 2 |  | Not engraved | 2024-04-30 | 2025-06-17 |  | 700000 |  |  |  | Not yet in use
Autoclave 20 Liters, Duo Operated | Health |  | Qty: 1. Silver color |  | Not engraved | 2024 | 2025 | [5 empty] | Not yet in use
Bowl, Kick | Health |  | Qty: 2. stainless steel |  | Not engraved | 2024 | 2025 | [5 empty] | In use
Bowl Stand | Health |  | Qty: 3. stainless steel with two bowl holders |  | Not engraved | 2024 | 2025 | [5 empty] | Functional and in use
Counting chamber Neubauer- Improved | Health |  | Qty: 2. Still sealed in the box |  | Not engraved | 2024 | 2025 | [5 empty] | Not yet in use
Cupboard Steel, Lockable | Health |  | Qty: 2. Metallic, well painted and lockable |  | Not engraved | 2024 | 2025 | [5 empty] | Already in use
Drip Stand | Health |  | Movable |  | Not engraved | 2024 | 2025 | [5 empty] | All are in use | Available but no record of the total number given to the facility.
ESR Stand | Health |  | Qty: 1. still in the box |  | Not engraved | 2024 | 2025 | [5 empty] | Not yet in use
Examination Couch | Health |  | Qty: 2. black mattress covered bed stainless steel stands |  | Not engraved | 2024 | 2025-04-30 |  | 800000 |  |  |  | In use, Functional | one couch has a broken part.
Examination light, LED | Health |  | Qty: 2. Movable, white in color |  | Not engraved | 2024 | 2025 | [5 empty] | In use
Glucometer | Health |  | Qty: 3. still sealed in the boxes |  | Not engraved | 2024 | 2025 | [5 empty] | Not in use
Haemoglobin Meter, Digital | Health |  | Qty: 2. In the box |  | Not engraved | 2024 | 2025 | [5 empty] | still sealed in the boxes / Not in use
Instrument Trolley | Health |  | Qty: 2. Movable, stainless steel trays |  | Not engraved | 2024 | 2025 | [5 empty] | Functional, In use and in good condition
Microscope Binocular | Health |  | Didnt receive |  | Not engraved | [7 empty] | Functional
Otoscope | Health |  | Qty: 1. still in the box |  | Not engraved | 2024 | 2025 | [5 empty] | Not in use
Patient Screen | Health |  | Qty: 4. light blue screens, movable |  | Not engraved | 2024 | 2025 | [5 empty] | Functional, in use and still in good condition
Patient Trolley | Health |  | Qty: 1. Black in color mattress movable |  | Not engraved | 2024 | 2025 | [5 empty] | Already in use in the Maternity ward
Refrigerator, Basic | Health |  | Qty: 1. Medium size with two doors |  | Not engraved | 2024 | 2025 | [5 empty] | Functional and in use
Stethoscope | Health |  | Qty: 4. black in color |  | Not engraved | 2024 | 2025 |  | 400000 |  |  |  | 2 are in use, 2 are still in box
Stop Watch | Health |  | Did not receive |  | Not engraved | [7 empty] | Functional
Stretcher | Health |  | Qty: 1. movable, mattress |  | Not engraved | 2024 | 2025 | [5 empty] | Already in use. Not fully used
Stove, Gas | Health |  | Qty: 1. Stabex with a double gas plate |  | Not engraved | 2024 | 2025 | [5 empty] | Not yet in use
Weighing Scale with Height Meter, Adult | Health |  | Qty: 4. white in color with height meter |  | Not engraved | 2024 | [6 empty] | Functional
Weighing Scale, Infant | Health |  | Qty: 2. white in color |  | Not engraved | 2024 | 2025 | [5 empty] | In use
Weighing Scale, Toddler | Health |  | Did not receive |  | Not engraved | [7 empty] | Functional
Wheel Chair | Health |  | Qty: 2. Black in color, with a drip stand |  | Not engraved | 2024 | 2025 |  | 750000 |  |  |  | Functional
Audio Visual Equipment | Health |  | Not received |  | Not engraved | [7 empty] | Functional
Medical Waste Bin | Health |  | Qty: 3. Metallic with a foot step |  | Not engraved | 2024 | 2025 | [5 empty] | Functional and in use
Wall Clock | Health |  | Qty: 2. White in color |  | Not engraved | 2024 | 2025 | [5 empty] | functional and in use
Diagnostic Equipment Set for MCH | Health |  | sealed in the box |  | Not engraved | 2024 | 2025 | [5 empty] | Not in use | These were still in the store untampered with due to the limited space. Could not find the costs of some equipment.
Diagnostic Equipment Set for OPD | Health |  | sealed in the box |  | Not engraved | 2024 | [6 empty] | Functional
Glassware Set, Laboratory, Basic | Health |  | sealed in the box |  | Not engraved | [7 empty] | Functional
Hollow Ware Set, Treatment | Health |  | Qty: 11. sealed in the box |  | Not engraved | 2024 | 2025 | [5 empty] | Untampered with
Instrument Set, Dressing | Health |  | still in the box in the store |  | Not engraved | [7 empty] | Functional
Instrument Set, Basic ENT | Health |  | Did not receive |  | Not engraved | 2024 | 2025 | [5 empty] | Packed and still in the box | The same line reads both Did not receive and Packed and still in the box.
Instrument Set, Suture | Health |  | sealed in the box |  | Not engraved | [7 empty] | Functional
Pulse Oximeter, Hand held | Health |  | still in the box |  | Not engraved | 2024 | 2025 | [5 empty] | Functional although most of them are not yet in use
Bed, Adult Patient with Mattress | Health |  | Qty: 20. Movable with a drip stand and mattress |  | Not engraved | 2024 | [6 empty] | Functional
Bed, Pediatric Patient, With Mattress | Health |  | Qty: 5. colored pink with cartoon pictures |  | Not engraved | [7 empty] | functional, in good condition | 3 already used; 2 not yet used.
Bedside Locker | Health |  | Qty: 1 |  | Not engraved | 2024 | 2025 | [5 empty] | Didn't receive
Cupboard, Instrument | Health |  | Qty: 1. lockable, made of steel |  | Not engraved |  | 2025 |  | 2300000 |  |  |  | fully functional and in use
Delivery Bed, Hydraulic Manual | Health |  | Qty: 2 |  | Not engraved | 2024 | 2025 | [5 empty] | One is in use and in good condition. One already rusted
Oxygen Therapy Apparatus, Minimum 45L cylinder | Health |  | Qty: 1 |  | Not engraved | [7 empty] | Functional | Didn't receive
Resuscitator Manual, Infant, with all Mask sizes | Health |  | Qty: 3 |  | Not engraved | 2024 | [6 empty] | Functional | The health centre did not receive the apparatus as a full set.
Resuscitator Manual, Adult, with all mask sizes | Health |  | Qty: 3 |  | Not engraved | 2024 | [6 empty] | still in the box | The H.C only received 3 pcs out of 15 pcs. Not in use.
Suction Apparatus, (Electric) | Health |  | Qty: 2. Yuwell 7A-23B white in color |  | Not engraved | 2024 | 2025 | [5 empty] | In use
Nebulizer, Ultrasonic | Health |  | Qty: 1. still in the box |  | Not engraved | 2024 | 2025 |  | 550000 |  |  |  | still in the box
Oxygen Concentrator, Duo Flow | Health |  | Qty: 2. still sealed in their boxes |  | Not engraved | 2024 | 2025 |  | 5000000 |  |  |  | Not yet in use
Bench | Health |  | Qty: 4. wooden with metallic frames |  | GOU/MOH UGIFT PROJECT FY 2023/2024 | 2024 | 2024 |  | 950000 |  |  |  | They are in use
Disinfection Buckets | Health |  | Qty: 6. Plastic, blue and green |  | Not engraved | [7 empty] | In use
Baby Cot | Health | 015-2025 | Qty: 2. Made of stainless steel with a mattress |  | Not engraved | 2024 | 2025 | [5 empty] | Only one is in use, one does not function
Diagnostic Equipment Set for Ward | Health |  | Qty: 1. still in the box |  | Not engraved | 2024 | 2025 | [5 empty] | still in the box, Not in use
Hollow Ware Set, Ward | Health |  | Qty: 1. In the box |  | Not engraved | 2024 | 2025 | [5 empty] | Not in use
Instrument Set, Delivery | Health |  | Qty: 2. made of stainless steel |  | Not engraved | 2024 | 2025 | [5 empty] | In use but not fully used
Instrument Set, Stitch Removing | Health |  |  |  | Not engraved | [7 empty] | Did not receive
MVA Kit | Health |  | Qty: 3. In the box |  | Not engraved | [7 empty] | Functional
Stool, Laboratory | Health |  | Qty: 1. Adjustable, black in color and made of stainless steel |  | Not engraved | 2024 | 2025 | [5 empty] | Its in use
Penguin Sucker | Health |  | Qty: 3. Rubber |  | Not engraved | 2024 | 2025 |  | 30000 |  |  |  | In good condition - Not yet in use
Centrifuge (Electric) | Health |  | Qty: 1 |  | Not engraved | 2024 | 2025 | [5 empty] | Functional
Kangaroo Mother Care Chair | Health |  | Did not receive |  | Not engraved | [7 empty] | Functional
Radiant Infant Warmer | Health |  | Qty: 1 |  | Not engraved | 2024 | 2025 | [5 empty] | In use
Haemoglobin Meter, Sahli | Health |  | Qty: 2. Still sealed in their boxes |  | Not engraved | 2024 | 2025 | [5 empty] | Still in the box, untampered with
Delivery Bed | Health |  | Qty: 2. Blue in color, full set |  | Not engraved | 2024 | 2025 |  | 6000000 |  |  |  | In use | 1 in good condition. 1 rusted and not so much used.
Examination light | Health |  | Did not receive |  | Not engraved | [7 empty] | Functional
Instrument set, ENT Basic for HCIII | Health |  | Not in place |  | Not engraved | [7 empty] | Functional | Did not receive.
Bag Valve mask (Ambu Bag), Neonatal | Health |  |  |  | Not engraved | [7 empty] | Functional | The Health centre did not receive this equipment.
Incubator | Health |  | Qty: 1. A full set with a baby mattress, LCD light |  | Not engraved | 2024 | 2025 | [5 empty] | In use functional
Office Chair | Health | GOU/MOH/UGIFT-PROJECT FY 2023/2024 | Qty: 6. Rotating, comfortable with cushion and stainless steel stand |  | Not engraved | 2024 | 2025 | [5 empty] | still new and in use some were broken | The chairs are different since they were made by different contractors and delivered in different phases.
Desk | Health |  | Qty: 3. Wooden top with metallic stands |  | GOU/MOH/UGIFT-PROJECT FY 2023/2024 | 2024 | 2025 | [5 empty] | In use, have drawers that don't open | Took long at the district hence don't function well.
Filing Cabinet | Health |  | Qty: 2. stainless steel with two doors and its lockable |  | GOU/MOH UGIFT PROJECT, F/Y 2023/2024 | 2024 | 2025-06-17 | [5 empty] | In use and in good condition
Non Residential Buildings | Health |  |  |  | Not engraved | [7 empty] | Functional | No buildings were constructed by UGIFT for the health facility.
Residential Buildings | Health |  |  |  | Not engraved | [7 empty] | Functional | The buildings available are not enough and UGIFT program has not yet built for them other buildings.
Fetoscope, Doppler | Health |  | Qty: 2. Still in the box, sealed in the box |  | Not engraved | 2024 | 2025 |  | 55000 |  |  |  | Not in use
NAME OF LG: KIBUKU DISTRICT LOCAL GOVERNMENT NAME OF HEALTH FACILITY: KABWERI HC III
Equipment/ Item | Department | Asset Number | Item | Life in Months | Tag Number ( engrave no.) | Date Of Purchase | Date Placed In Service | Recoverable cost | Cost | Acc Dep Cost | Net Book Value | Ytd Deprn | Equipment status | Remarks
Description
B.P Machine, Digital | Health |  | Digital |  | Not engraved |  | 2022 | [5 empty] | Spoilt | Stopped working
B.P Machine Digital | Health |  |  |  | MOH/KBK |  | 2022 | [5 empty] | Not in use | Some parts are missing
B.P Machine (Aneroid wall mounted) | Health |  | Desk and wall mounted |  | MOH/KBK |  | 2022 | [5 empty] | Functional but not in use | Not yet used
Autoclave 20 Liters, Dual Operated | Health |  | Metallic |  | MOH/KBK |  | 2022 | [5 empty] | Functional In use
Bowl Stand | Health |  | Qty: 3. Metallic |  | MOH/KBK |  | 2022 | [5 empty] | Functional in use
Counting chamber Neubauer Improved | Health | CAT NO 1101 | Qty: 2. small, glass |  | Not engraved |  | 2022 | [5 empty] | New but not in use | They are two but were not used yet
Cupboard Steel Lockable | Health |  | Qty: 6. steel lockable |  | MOH/KBK |  | 2022 | [5 empty] | All in use. In good condition
Drip Stand | Health |  | Qty: 8. steel |  | MOH/KBK |  | 2022 | [5 empty] | Functional | 5 are in use 3 are in the store
NAME OF LG: KIBUKU DISTRICT LOCAL GOVERNMENT NAME OF HEALTH FACILITY: LWATAMA HC III
Equipment/ Item | Department | Asset Number | Item | Life in Months | Tag Number ( engrave no.) | Date Of Purchase | Date Placed In Service | Recoverable cost | Cost | Acc Dep Cost | Net Book Value | Ytd Deprn | Equipment status | Remarks
Description
B.P. Machine, Digital | Health |  | Qty: 2. BP machine |  | MOH/PEPFAR PMTCT/2857 |  | 14/02/2022 | [5 empty] | Functional
B.P. Machine (Aneroid wall mounted) | Health |  | Qty: 2. Stand with a meter on top |  | Not engraved |  | 2022 | [5 empty] | Functional, in use | They are intact
Autoclave 20 Liters.,Duo Operated | Health |  | Qty: 2. Autoclave functional. 5834, 5844 |  | MOH LWATAMA HC III |  | Dec 2022 | [5 empty] | Still functional
Bowl, Kick | Health | 1221/136 | Qty: 1 |  | Not engraved |  | 2022/10 | [5 empty] | Functional
Bowl Stand | Health |  | Qty: 3. Steel metal stand, 3 feet |  | Not engraved |  | 2022 | [5 empty] | Functional
Counting chamber Neubauer- Improved | Health |  | Qty: 2 |  | Not engraved |  | 2022 | [5 empty] | Functional
Cupboard Steel, Lockable | Health |  | Qty: 6. Metallic cupboards, steel |  | MOH LWATAMA HC III |  | 2022 | [5 empty] | Still functional with broken locks
Drip Stand | Health |  |  |  | Not engraved | [7 empty] | Functional
Wheel Chair | Health |  | Not received |  | Not engraved | [7 empty] | Functional | Wheel chairs available but not included on the copy/list of the UgIFT program.
NAME OF LG: KIBUKU DISTRICT LOCAL GOVERNMENT NAME OF HEALTH FACILITY: NALUBEMBE HC III
Equipment/ Item | Department | Asset Number | Item | Life in Months | Tag Number ( engrave no.) | Date Of Purchase | Date Placed In Service | Recoverable cost | Cost | Acc Dep Cost | Net Book Value | Ytd Deprn | Equipment status | Remarks
Description
B.P. Machine, Digital | Health |  | Qty: 2. White in color Scian brand |  | Not engraved |  | 16th/10/2025 | [5 empty] | Functional | and are being put to use.
B.P. Machine (Aneroid wall mounted) | Health |  | Qty: 2. Black in color with the provision for wall mounting |  | Not engraved |  | 16th/10/2025 | [5 empty] | Functional | but not in use yet.
Autoclave 20 Liters, Duo Operated | Health |  | Did not receive |  | Not engraved | [7 empty] | Functional
Bowl, Kick | Health |  | Qty: 1. Made of stainless steel movable |  | Not engraved |  | 16th/10/2025 | [5 empty] | Very new | not broken, not in use
Bowl Stand | Health |  | Qty: 2. Made of stainless steel movable |  | Not engraved |  | 16th/10/2025 | [5 empty] | In good condition | but not in use.
Counting chamber Neubauer- Improved | Health |  | Qty: 2. sealed in their boxes |  | Not engraved |  | 16th/10/2025 | [5 empty] | Not in use | still sealed in the boxes
Cupboard Steel, Lockable | Health |  | Qty: 2. Made of stainless steel |  | Not engraved |  | 16th/10/2025 | [5 empty] | Functional | and in use.
Drip Stand | Health |  | Qty: 8. Movable and made of stainless steel |  | Not engraved |  | 16th/10/2025 | [5 empty] | About 5 of them have been put to use | 3 are still new.
NAME OF LG: BUSIA DISTRICT LOCAL GOVERNMENT NAME OF HEALTH FACILITY: BUMUNJI HC III
Equipment/ Item | Department | Asset Number | Item | Life in Months | Tag Number ( engrave no.) | Date Of Purchase | Date Placed In Service | Recoverable cost | Cost | Acc Dep Cost | Net Book Value | Ytd Deprn | Equipment status | Remarks
Description
B.P. Machine, Digital | Health |  | Qty: 2. Outer form with white surface; outer form with green white surface |  | BUMUNJI/HC III/BUSIA/D.L.G | [7 empty] | Good working condition | Functional; one in labour and other in OPD.
B.P. Machine (Aneroid wall mounted) | Health |  |  |  | Not engraved | [7 empty] | Functional | They were not physically seen so they are not recorded as found.
Autoclave 20 L | Health |  | Qty: 2. GPC aluminium |  | Not engraved | [7 empty] | Good working condition | Functional.
Bowl, Kick | Health |  | Qty: 5. Stainless steel that in sauce-pan shape |  | Not engraved | [7 empty] | Good working condition | Functional in the labour ward.
Bowl Stand | Health | LOT GHF 102 OS/1221/NG9 | Qty: 3. Bowl stand stainless steel stands |  | Not engraved | [7 empty] | Good working condition | Is being used in the labour; functional; 2 are kept in store.
Counting chamber Neubauer-Improved | Health |  |  |  | Not engraved | [7 empty] | Functional | None.
Cupboard Steel, Lockable | Health |  | Qty: 6. Grey lockable with key |  | Not engraved | [7 empty] | Good working condition; 3 spoiled | 6 functional and they are used in different offices but 3 non functional. Total counted as 9 (6 + 3).
Cupboard Steel, Lockable | Health |  | Qty: 3. Grey lockable with key |  | Not engraved | [7 empty] | Good working condition; 3 spoiled | Counted with the 6 above as 9 lockable cupboards.
Drip Stand | Health |  | Qty: 2. Stainless steel stand with movable ball and blue rubber in the middle |  | Not engraved | [7 empty] | 2 spoiled | 2 are kept in the store; 2 spoiled and others are labour and OPD.
ESR Stand | Health |  | Qty: 1. 16 in white with ruler; green light; green switch |  | Not engraved | [7 empty] | Good working condition | Functional in the laboratory.
Examination Couch | Health | LOT GHF 70.03/1221/N69 | Qty: 3. Stainless steel with black bed |  | Not engraved | [7 empty] | Good working condition | Functional in the labour ward.
Examination light, LED | Health |  | Qty: 1. Black with the stainless steel |  | Not engraved | [7 empty] | Good working condition | Functional; one is kept in the store; another is being used in the labour ward.
Glucometer | Health |  | Qty: 1. One Touch Select white with the strips. SN SAMKNG KD |  | Not engraved | [7 empty] | Good working condition | Functional in the laboratory.
Haemoglobin Meter, Digital (Ham Hb machine) | Health | 2STE0759 | Qty: 2. Diaspect Tm blue and grey black |  | UG-MOH-HB-242 | [7 empty] | Good working condition | 1 functional in the laboratory and other one in the store.
Height Meter | Health |  | Qty: 3. 16 in ruler form measuring rod |  | BUMUNJI/HC III/BUSIA/D.L.G | [7 empty] | Good working condition | 2 are in labour ward; functional.
Instrument Trolley | Health |  | Qty: 4. Stainless steel |  | BUMUNJI/HC III/BUSIA/D.L.G | [7 empty] | Not in good working condition | 1 in OPD not in good working condition but they are using it.
Microscope Binocular | Health | SN 113451 | Qty: 1. White with black eye piece; Humanscope |  | Not engraved | [7 empty] | Good working condition | 1 in store, one OPD and 1 in labour ward; functional.
Otoscope | Health |  |  |  | Not engraved | [7 empty] | Good working condition | Functional but kept in the store.
Patient Screen | Health |  | Blue clothes and white stands with movable balls |  | Not engraved | [7 empty] | 3 are good working condition; some are in good working condition | 3 functional, 5 non functional; 3 non functional / broken but they use them; 2 are functional.
Patient Trolley | Health |  |  |  | Not engraved | [7 empty] | Functional | They had one but it was taken to Masafu Hospital.
Refrigerator, Basic (Lab.) | Health |  | Qty: 2. LG Rating 100W model R442 kitchen. SN Grey 108 PRTCO; 53322 N105 PRP LO53296 |  | Not engraved | [7 empty] | Good working condition | Functional and in labour ward; functional in the laboratory.
Stethoscope | Health |  | Qty: 8. Black and green with timer |  | Not engraved | [7 empty] | Not in good; some are in good condition | 2 non functional; others are kept in the store; 2 functional; 2 in use and 2 in the store.
Stop Watch | Health |  |  |  | Not engraved | [7 empty] | Functional | They do not have stop watch in the facility.
Stretcher | Health |  |  |  | Not engraved | [7 empty] | Functional | They do not have.
Stove, Gas | Health |  | Qty: 3. 8.2 Starbox gas |  | Not engraved | [7 empty] | Good working condition | 2 are in the labour ward but one is being used by midwife at home; functional.
Weighing Scale with Height Meter, Adult | Health |  | Qty: 2. 3.7 N/3000 mA |  | BUMUNJI/HC III/BUSIA/D.L.G | [7 empty] | Good working condition | They are all functional; functional in OPD.
Weighing Scale, Infant | Health |  | Qty: 2. White with screen moon and tube; blood blue face 1 kg; white with needle and blue face; white with middle blue surface |  | Not engraved | [7 empty] | Not in good working condition | They were kept in the store because they have no batteries.
Weighing Scale, Toddler | Health |  | Qty: 2. White with middle blue surface |  | Not engraved | [7 empty] | Not good working condition | They were kept in the store because they have not batteries.
Wheel Chair | Health |  | Qty: 3. Black with the ball and the chair form |  | Not engraved | [7 empty] | Good working condition | They were kept in the store; the Incharge said that they rarely get such case where a patient need a wheel chair.
Audio Visual Equipment | Health |  | They are 5 yr boxes |  | Not engraved | [7 empty] | Good working condition | Functional but kept in the store.
Medical Waste Bin | Health |  | Qty: 17. Stainless steel containers with black base |  | BUMUNJI/HC III (ditto across bins) | [7 empty] | Good working condition | Functional; some are in maternity and others in OPD ward and laboratory.
Wall Clock | Health |  | Qty: 2. Gold circular and time |  | Not engraved | [7 empty] | Good working condition | Functional and other one was kept in the store.
Diagnostic Equipment Set for MCH | Health |  | Stainless steel metal in small box |  | Not engraved | [7 empty] | Good working condition | They pick some; they are functional but they kept in the store.
Diagnostic Equipment Set for OPD | Health |  | Stainless small steel in the box |  | Not engraved | [7 empty] | Good working condition | They are functional but they kept in the store in small and big boxes.
Glassware Set, Laboratory, Basic | Health |  | Stainless small steel in the box |  | Not engraved | [7 empty] | Good working condition | They are functional and kept in the store.
Hollow Ware Set, Treatment | Health |  | Qty: 2. Stainless steel small metal |  | Not engraved | [7 empty] | Good working condition | Some are kept in store and others were taken to Masafu.
Instrument Set, Dressing | Health |  | Seen in big boxes |  | Not engraved | [7 empty] | Good working condition | They are kept in the store; they just pick when needed.
Instrument Set, Basic ENT | Health |  |  |  | Not engraved | [7 empty] | Functional
Instrument Set, Suture | Health |  | Qty: 3. Stainless steel |  | Not engraved | [7 empty] | Good working condition | Functional; some are used and others are kept in the store.
Pulse Oximeter, Hand held | Health | S/N 2110SC0033 | Qty: 2. Grey and white with wire screen up |  | Not engraved | [7 empty] | Good working condition | Functional in OPD but the other one was taken to Masafu Hospital.
Bed, Adult Patient with Mattress | Health |  | Qty: 10 |  | BUMUNJI HEALTH CENTRE III | [7 empty] | 3 non / 3 spoiled but they are in use / 7 functional | The mattresses are engraved but the beds are not.
Bed, Pediatric Patient, With Mattress | Health |  | Qty: 4. White colour; black base; pink infant |  | Not engraved | [7 empty] | Good working condition | Functional and they are used in maternity / labour ward.
Bedside Locker | Health |  | Qty: 12. White and blue colour |  | BUMUNJI/HC III BUSIA/D.L.G | [7 empty] | Functional | Status cell on the facing page reads only 'Not' - incomplete.
Cupboard, Instrument | Health |  | Qty: 1. Grey with glass |  | Not engraved | [7 empty] | Good working condition | Functional.
Delivery Bed, Hydraulic Manual | Health |  | Qty: 1. Pink bed and black adjuster and stainless stands |  | BUMUNJI/HC III BUSIA/D.L.G | [7 empty] | Good working condition | Functional in labour ward.
Oxygen Therapy Apparatus, Minimum 45L cylinder | Health |  |  |  | Not engraved | [7 empty] | Functional | There were 2 oxygen therapy apparatus and they were taken to Masafu Hospital.
Resuscitator Manual, Infant, with all mask sizes (store) | Health |  | Qty: 3. Plastic bottle form and black covers green |  | Not engraved | [7 empty] | Good working condition | 2 functional are in labour ward; both are in store.
Resuscitator Manual, Adult, with all mask sizes | Health |  | Qty: 1. Plastic bottle form |  | Not engraved | [7 empty] | Good working condition | 5 functional but they are kept in the store.
Suction Apparatus, (Electric) | Health | Lot 22090621 4487 | Qty: 1. 400VA model YX-23D water |  | Not engraved | [7 empty] | Good working condition | Functional and in labour ward.
Nebulizer, Ultrasonic | Health |  |  |  | Not engraved | [7 empty] | Functional | Was taken to Masafu Hospital; they do not have it.
Oxygen Concentrator, Duo Flow | Health | S/N 21G0010 | Qty: 1. Grey HG20 AC240V CANTA |  | BUMUNJI/HC III BUSIA/D.L.G | [7 empty] | Good working condition | Functional; 1 is in labour ward.
Bench | Health |  | Qty: 4. Brown with black metallic handles/stands |  | Not engraved | [7 empty] | Good working condition | Functional; 3 benches are maternity / labour; 1 in laboratory.
Disinfection Buckets | Health |  |  |  | Not engraved | [7 empty] | Functional | The ones they have were bought by the Incharge; they were broken.
Baby Cot | Health |  | Qty: 1. Black bed with stainless steel |  | Not engraved | [7 empty] | Good working condition | Functional and it is labour ward.
Baby Cot | Health |  | Qty: 2 |  | Not engraved | [7 empty] | Functional | Second baby-cot line written; description/status mostly blank on page.
Diagnostic Equipment Set for Ward | Health |  | Stainless steel handle |  | Not engraved | [7 empty] | Good working condition | They good working in labour screen but majority are in the store.
Hollow Ware Set, Ward | Health |  |  |  | Not engraved | [7 empty] | Good working condition | Functional; they were 5.
Instrument Set, Delivery | Health |  | Stainless steel |  | Not engraved | [7 empty] | Good working condition | They were kept in the store.
Instrument Set, Stitch Removing | Health |  | Big brown box |  | Not engraved | [7 empty] | Good working condition | Functional but kept in big boxes in the store.
MVA Kit | Health |  |  |  | Not engraved | [7 empty] | Functional | They did not receive and they were not seen; the ones were bought by IFAD and RHU.
Stool, Laboratory | Health |  | Qty: 3 |  | Not engraved | [7 empty] | Functional | They do not have. They have in the store but non functional because they are incomplete.
Penguin Sucker | Health |  | Qty: 3. Silicone |  | Not engraved | [7 empty] | Good working condition | 2 are kept store and 1 in labour ward; functional.
Fetoscope, Doppler | Health |  |  |  | Not engraved | [7 empty] | Functional | They have but not for UgIFT.
Bubble CPAP | Health |  |  |  | Not engraved | [7 empty] | Functional
Centrifuge (Electric) | Health | S/N 2022/0/009 | Qty: 1. White with blue paint; max speed 5000/min; TD5M |  | Not engraved | [7 empty] | Good working condition | Functional and 1 is in laboratory.
Kangaroo Mother Care Chair | Health |  |  |  | Not engraved | [7 empty] | Functional
Radiant Infant Warmer | Health |  |  |  | Not engraved | [7 empty] | Functional | They do not have.
Haemoglobin Meter, Sahli | Health |  | Qty: 1 |  | Not engraved | [7 empty] | Good working condition | Functional.
Delivery Bed | Health |  |  |  | Not engraved | [7 empty] | Functional | They have only one bed.
Examination light | Health |  | Qty: 2 |  | Not engraved | [7 empty] | Functional | Functional in labour store and one was taken by Masafu Hospital.
Instrument set, ENT Basic for HCIII | Health |  | Metals small in small boxes, packed in big box |  | Not engraved | [7 empty] | Good working condition | Functional but they are kept in the store.
Bag Valve mask (Ambu Bag), Neonatal | Health |  | Not seen |  | Not engraved | [7 empty] | Functional | It was one and it was taken to Masafu Hospital.
Incubator | Health |  |  |  | Not engraved | [7 empty] | Functional | Do not have. None written across the row.
Office Chair | Health |  | Qty: 7. Black in colour with rotating bottom |  | Not engraved | [7 empty] | Good working condition | Functional but they are store. Four office-chair lines written under the heading.
Desk | Health |  | Qty: 5. Wooden brown with black handle |  | Not engraved | [7 empty] | Working condition | Functional but they were depend on function and they were taken to different department; labour, lab, OPD.
Filing Cabinet | Health |  |  |  | Not engraved | [7 empty] | Functional | It did not come then and the Incharge they did not receive it.
Non Residential Buildings - Maternity ward | Health |  | Maternity ward with 14 rooms |  | Not engraved | [7 empty] | Not in good working condition | The maternity ward floor outside is peeling off.
Water tanks | Health |  | 2 for 5000 LTR, 2 for 1000 LTR; also 10,000 LTR ground water tank; water tank stands; 5000 LTR (residential notes) |  | Not engraved | [7 empty] | Good working condition | They are functional but the water pumps are on and off which limits water in some days.
Pit latrines (residential) | Health |  | 2 stances and 2 bathrooms |  | Not engraved | [7 empty] | Good working condition | Functional; residential notes also list 2 bathrooms.
Residential Buildings - Staff house | Health |  | 2 houses with 2 units each |  | BUSIA DLG 2022-2023 | [7 empty] | Good working condition | They are all functional and good shape but they lack security because the fence is not fenced.
Pit latrines (non-residential) | Health |  | Pit 4 stance and 4 bathrooms. Pit latrine |  | Not engraved | [7 empty] | Good working condition | They are functional in good shape.
Placenta pit | Health |  | Qty: 1. 1 placenta |  | Not engraved | [7 empty] | Good working condition | They are functional in good shape.
Autoclave 21 L | Health |  | Qty: 1. GPC aluminium |  | Not engraved | [7 empty] | Good working condition | Functional.
NAME OF LG: BUSIA DISTRICT LOCAL GOVERNMENT NAME OF HEALTH FACILITY: BUWEMBE HC III
Equipment/ Item | Department | Asset Number | Item | Life in Months | Tag Number ( engrave no.) | Date Of Purchase | Date Placed In Service | Recoverable cost | Cost | Acc Dep Cost | Net Book Value | Ytd Deprn | Equipment status | Remarks
Description
B.P. Machine, Digital | Health |  | Qty: 2. Sino Heart BA-801 |  | BUWEMBE HC III | [7 empty] | Good working condition | Functional and they were being used in labour and OPD.
B.P. Machine, Digital (second line) | Health |  |  |  | BUWEMBE HC | [7 empty] | Functional
B.P. Machine (Aneroid wall mounted) | Health |  | Qty: 2 |  | Not engraved | [7 empty] | Functional | Functional; one is at OPD and one labour suite.
Autoclave 20 Liters., Duo Operated (25 L and 20 L) | Health |  | Qty: 2. Stainless steel with timer |  | Not engraved | [7 empty] | Functional | Functional; 25 L and 20 L are in labour.
Bowl, Kick (margin also 7) | Health |  | Qty: 5. Stainless steel |  | Buwembe HC | [7 empty] | Good working condition | Functional; some in store.
Bowl Stand (written; Bowl stand on line) | Health |  | Qty: 2. Stainless steel |  | BUWEMBE HC | [7 empty] | Good working condition | Functional and in the store.
Counting chamber Neubauer- Improved | Health |  |  |  | Not engraved | [7 empty] | Functional | Not seen physically but some laboratory room was locked.
Cupboard Steel, Lockable | Health |  | Qty: 5. Grey with key |  | Not engraved | [7 empty] | Some good condition | 2 non-functional and kept in the store; 4 are in use.
Drip Stand | Health |  | Qty: 5. Blue and stainless steel |  | Not engraved | [7 empty] | Functional | 4 drip stands in the store; 1 not functional.
ESR Stand (margin: Don't have) | Health |  | Qty: 1. Box in the store |  | Not engraved | [7 empty] | Good working condition | Is in store not in use but functional; reason they don't have.
Examination Couch | Health |  | Qty: 2. White stainless steel stand and black bed |  | Not engraved | [7 empty] | Good working condition | Functional; one was in labour and another in OPD was sent to Masafu.
Examination light, LED | Health | SN MEX LH 2021092502 | Qty: 1. White light |  | BUWEMBE HC III | [7 empty] | Good working condition | In use and another kept in the store but functional.
Glucometer | Health | S/N 826075 35149 | Qty: 1. White with screen and blue and red button |  | Not engraved | [7 empty] | Good working condition | Functional but kept in the store.
Haemoglobin Meter, Digital | Health |  | Qty: 1. In the box |  | Not engraved | [7 empty] | Good working condition | Functional but kept in the box in the store.
Height Meter | Health |  | Qty: 1. It's like a rule and white base |  | BUWEMBE HC III | [7 empty] | Good working condition | Functional in OPD and in labour ward.
Instrument Trolley | Health |  | Qty: 4. Jaguar. Stainless steel |  | Buwembe HC III | [7 empty] | Good working condition | Functional.
Microscope Binocular | Health |  | Qty: 1. Black ball metallic base. White and black ball metallic base |  | Not engraved | [7 empty] | Good working condition | Functional and being used in laboratory.
Otoscope | Health |  | Qty: 1. Big box |  | Not engraved | [7 empty] | Good working condition | Kept in box in the store; functional.
Patient Screen | Health |  | Qty: 4. Blue in colour |  | Not engraved | [7 empty] | Some working condition | Non-functional but they use; 3 are good working condition.
Patient Trolley | Health |  | Qty: 2. Black bed with stainless steel; blue bed and white stands. Hold side rail |  | Not engraved | [7 empty] | Good working condition | Functional.
Refrigerator, Basic | Health | S/N 04/2011 05523 | Qty: 1. LR 200 Arctiko 230V 60 Hz |  | BUWEMBE HC III | [7 empty] | Functional | Still packed in the store.
Stethoscope | Health |  | Qty: 1. Black |  | Not engraved | [7 empty] | Good working condition | Functional but in triage room; depends on whether.
Stop Watch | Health |  | Qty: 2. White in colour DCL-118 and light blue button with screen |  | Not engraved | [7 empty] | Good working condition | 1 is functional but others are kept in the store and 2 given out to Masafu.
Stretcher | Health |  | Qty: 2 |  | Not engraved | [7 empty] | Functional | They were given out to Masafu Hospital.
Stove, Gas | Health |  | Qty: 1. Stainless material 8.4 kg blue |  | Not engraved | [7 empty] | Good working condition | Functional kept in labour ward; the stove was not seen physically but she told me that it is kept in the store.
Weighing Scale with Height Meter, Adult (Height meter) | Health |  | Qty: 1 |  | Not engraved | [7 empty] | Good working condition | The weighing scale that I saw was for UNICEF and 1 was for Salter 25 kg x 100 g. Functional in labour ward; they are engraved but no number.
Weighing Scale, Infant | Health |  | Qty: 3. Salter 20 kg with measurement and 14 kg |  | BUWEMBE HC III | [7 empty] | Fairly good working | Functional and 1 is used in labour ward.
Weighing Scale, Toddler | Health |  | Qty: 1. White with the measurement and plate like on top |  | Not engraved | [7 empty] | Not seen | Not seen.
Wheel Chair | Health |  | Qty: 2. Black colour |  | Not engraved | [7 empty] | Not seen | Not seen.
Audio Visual Equipment | Health |  |  |  | Not engraved | [7 empty] | Not seen | Not seen.
Medical Waste Bin | Health |  |  |  | Not engraved | [7 empty] | Not seen | Not seen.
Wall Clock | Health |  | Qty: 1. White with timer Avanti |  | Not engraved | [7 empty] | Good condition | Functional; was in laboratory.
Diagnostic Equipment Set for MCH | Health |  | Qty: 2. Stainless steel |  | Not engraved | [7 empty] | Good condition | They are kept in the store (not in use).
Diagnostic Equipment Set for OPD | Health |  | Qty: 2. Stainless steel |  | Not engraved | [7 empty] | Good condition | 1 in the store; one in use OPD.
Glassware Set, Laboratory, Basic | Health |  | Qty: 2. Glassware |  | Not engraved | [7 empty] | Good condition | Not in use; kept in the store.
Hollow Ware Set, Treatment | Health |  | Qty: 2. Stainless steel |  | Not engraved | [7 empty] | Good condition | 2 sets kept in the store.
Instrument Set, Dressing | Health |  | Qty: 2. Stainless steel |  | Not engraved | [7 empty] | Good condition | 1 in use and another kept in the store.
Instrument Set, Basic ENT | Health |  | Qty: 3. Stainless steel |  | Not engraved | [7 empty] | Good condition | 2 are in store; 1 in use labour ward.
Instrument Set, Suture | Health |  | Qty: 2. Stainless steel |  | Not engraved | [7 empty] | Good condition | 2 sets in store; 1 in use labour ward.
Pulse Oximeter, Hand held | Health |  | Qty: 1. White wired with |  | Not engraved | [7 empty] | Good condition
Bed, Adult Patient with Mattress | Health |  | Qty: 10. Blue and white stands |  | BUWEMBE/HCIII | [7 empty] | Good condition | 1 bed was given to Masafu and 9 are labour ward.
Bed, Pediatric Patient, With Mattress (margin) | Health |  | Qty: 5. Black bed and white stand |  | Not engraved | [7 empty] | Good condition | 4 functional; 1 has no bed but functional.
Bedside Locker | Health |  | Qty: 7. Blue with white |  | BUWEMBE HC III | [7 empty] | Good condition | Functional and they were distributed in maternity ward.
Cupboard, Instrument | Health |  |  |  | Not engraved | [7 empty] | Good working condition | Functional and it is labour ward.
Delivery Bed, Hydraulic Manual | Health |  | Qty: 1. Blue in colour |  | BUWEMBE HC III | [7 empty] | Good working condition | Functional and it is labour ward.
Oxygen Therapy Apparatus, Minimum 45L cylinder | Health |  | Qty: 2 |  | Not engraved | [7 empty] | Functional | 2 were given out to Masafu Hospital.
Resuscitator Manual, Infant, with all Mask sizes | Health |  | Qty: 2 |  | Not engraved | [7 empty] | Good working condition | Kept; 1 functional; others are kept in the stores.
Resuscitator Manual, Adult, with all mask sizes | Health |  | Qty: 1. White capped bottle |  | Not engraved | [7 empty] | Good working condition | One box physically seen in the store.
Suction Apparatus, (Electric) | Health |  | Qty: 1. In the box |  | Not engraved | [7 empty] | Good condition | Still kept and packed in the store.
Nebulizer, Ultrasonic | Health |  | Qty: 1. In box; model wool |  | Not engraved | [7 empty] | Good working condition | Is not working because of the power cord from another.
Oxygen Concentrator, Duo Flow | Health |  | Qty: 1. 3 boxes sealed in the store |  | Buwembe HC III | [7 empty] | Good working condition | Is functional but is sealed in the store / not in use.
Bench | Health |  | Qty: 2. Brown wooden with black stand |  | Not engraved | [7 empty] | Good condition | Functional; seen in labour ward.
Disinfection Buckets | Health |  |  |  | Not engraved | [7 empty] | Functional | They don't have but they are using for another source.
Baby Cot | Health |  | Qty: 4. Light brown; grey black; basket; small |  | Not engraved | [7 empty] | Good working condition | Functional but has no bed; in labour room.
Diagnostic Equipment Set for Ward | Health |  | Qty: 1. Stainless steel |  | Not engraved | [7 empty] | Good condition | 1 set in the store; 1 set is partially in use.
Hollow Ware Set, Ward | Health |  | Qty: 2. Stainless steel |  | Not engraved | [7 empty] | Good condition | Not in use; kept in the store.
Instrument Set, Delivery | Health |  | Qty: 2. Stainless steel |  | Not engraved | [7 empty] | Good condition | One very new in the store; another in maternity in use.
Instrument Set, Stitch Removing | Health |  | Qty: 2. Stainless steel |  | Not engraved | [7 empty] | Good condition | 2 sets; one kept in the store.
MVA Kit (functional; store) | Health |  | Qty: 2. Stainless steel with white curved bottle with black handle in the container |  | Not engraved | [7 empty] | Good working condition | 2 functional and they are being used in labour ward and one kept in the store.
Stool, Laboratory | Health |  | Qty: 1. Blue seat with stainless steel and wheels |  | BUWEMBE HC III | [7 empty] | Good condition | Functional in the laboratory.
Penguin Sucker | Health |  | Qty: 2. Rubber penguin shape |  | Not engraved | [7 empty] | Good working condition | Functional but 1 was not in use; kept in the store.
Fetoscope, Dopplar | Health |  | Qty: 2. White with blue screen |  | Not engraved | [7 empty] | Good working condition | Functional but in the store not in use.
Bubble CPAP | Health |  |  |  | Not engraved | [7 empty] | Good working condition | Kept in the laboratory because it used power. 2 functional but were given to Buhumbi HC III.
Centrifuge (Electric) | Health | TAM S/N 202201016 | Qty: 1. 230V 50 Hz model TD5M 5000 r/min |  | Not engraved | [7 empty] | Good working condition | The one they are using is not for UgIFT but the one for UgIFT is kept in the store.
Kangaroo Mother Care Chair | Health |  | Qty: 2. Brown in colour and blue |  | Not engraved | [7 empty] | Good working condition | Functional.
Radiant Infant Warmer | Health |  |  |  | Not engraved | [7 empty] | Functional | They were not delivered.
Haemoglobin Meter, Sahli | Health |  |  |  | Not engraved | [7 empty] | Functional | They are not aware of it and it was not physically seen.
Delivery Bed (black; blue; qty soft) | Health |  | Qty: 1. Blue with hole in the middle |  | BUWEMBE/HCIII | [7 empty] | Good working condition | Functional.
Examination light | Health |  | Qty: 1 |  | BUWEMBE HC III | [7 empty] | Good working condition | Functional in labour ward.
Instrument set, ENT Basic for HCIII | Health |  |  |  | Not engraved | [7 empty] | Functional | It was not seen physically.
Bag Valve mask (Ambu Bag), Neonatal | Health |  |  |  | Not engraved | [7 empty] | Good working condition | They are kept in the stores in the big boxes.
Incubator | Health |  |  |  | Not engraved | [7 empty] | Functional | We were told by the focal person that they were not received.
Office Chair | Health |  | Qty: 7. Black with stainless metallic hands |  | Not engraved | [7 empty] | Good working condition | They are all functional and placed in different department.
Desk (lines: 4 tables / Table 2 / 3 tables) | Health |  | Qty: 7. Wooden brown with black metallic stands |  | BWB HC III | [7 empty] | Good working condition | Functional; all in use.
Filing Cabinet | Health |  | Qty: 2. Grey colour |  | Not engraved | [7 empty] | 1 good condition | 1 good functional; another one got spoiled and kept in store.
Residential Buildings - staff house / pit latrine / water tank | Health |  | 1 block with 2 units; pit latrine of 2 stances for each unit and bathroom; water tanks 2 for 5000 LTR, 2 for 1000 LTR and 50 LTR at the pit latrine |  | Not engraved | [7 empty] | Good condition | Functional; paint is peeling off on one unit note. NB: The staff house was constructed away from the health facility because it is where the church gave them land for construction.
Non Residential Buildings - OPD / pit latrine / placenta pit | Health |  | 1 OPD; pit latrine 2 bathroom / 2 stance each for male and female (total 08); placenta pit 1 pit |  | Not engraved | [7 empty] | Good condition | Placenta pit functional. Non-residential water tank: 1 for 3000 LTR; 1 up for 10000 LTR.
NAME OF LG: BUSIA DISTRICT LOCAL GOVERNMENT NAME OF HEALTH FACILITY: BUWUMBA HC III
Equipment/ Item | Department | Asset Number | Item | Life in Months | Tag Number ( engrave no.) | Date Of Purchase | Date Placed In Service | Recoverable cost | Cost | Acc Dep Cost | Net Book Value | Ytd Deprn | Equipment status | Remarks
Description
B.P. Machine, Digital | Health |  | Qty: 2. White base & screen |  | Not engraved | [7 empty] | Good condition | Functional in laboratory & labour ward.
B.P. Machine (Aneroid wall mounted) | Health |  | Qty: 1. Blue colour with tube |  | Not engraved | [7 empty] | Good working condition | Functional and used in labour.
Autoclave 20 Liters, Duo Operated | Health | 00 004956 | Qty: 1. Stainless steel with black timers & handle |  | Not engraved | [7 empty] | Good working condition | Functional.
Bowl, Kick | Health |  | Qty: 2. Stainless steel bowl |  | Not engraved | [7 empty] | Good working condition | Functional and used in labour ward.
Bowl Stand | Health |  | Qty: 1. Stainless steel with circular steel and black ball |  | Not engraved | [7 empty] | Good working condition | Functional and used in labour ward. In the store.
Counting chamber Neubauer-Improved | Health |  | Qty: 1 |  | Not engraved | [7 empty] | Functional
Cupboard Steel, Lockable | Health |  | Qty: 3. Cream colour with glasses |  | Not engraved | [7 empty] | Not good condition | 2 functional and 1 with the broken glass.
Drip Stand | Health |  | Qty: 5. Black movable castor stainless steel stand |  | Not engraved | [7 empty] | Functional
ESR Stand | Health |  |  |  | Not engraved | [7 empty] | Functional | Not seen physically at the day of visit. None / not seen written across the row.
Examination Couch | Health |  | Qty: 2. Black bed with stainless steel stand |  | BUWUMBA HC III | [7 empty] | Good working condition | Functional; one labour, one is at OPD.
Examination light, LED | Health |  | Qty: 1. Black |  | Not engraved | [7 empty] | Good working condition | Functional but kept in the store.
Glucometer | Health |  |  |  | Not engraved | [7 empty] | Functional | Not seen physically not even in the store.
Haemoglobin Meter, Digital | Health |  |  |  | Not engraved | [7 empty] | Functional | Not seen.
Height Meter | Health |  | Qty: 2. Ab hand ruler + white |  | Not engraved | [7 empty] | Good condition | Functional in labour & OPD.
Instrument Trolley | Health |  | Qty: 2. Stainless steel stands |  | Not engraved | [7 empty] | Good working condition | Functional in labour ward.
Microscope Binocular | Health |  | Qty: 1. Black part and white |  | Not engraved | [7 empty] | Good condition | Functional in laboratory.
Otoscope | Health |  |  |  | Not engraved | [7 empty] | Functional | Not seen.
Patient Screen | Health |  | Qty: 2. Blue cloth with stainless steel stands |  | Not engraved | [7 empty] | Good condition | Not good quality; they fail on people.
Patient Trolley | Health |  | Qty: 2. Blue bottom with stainless steel stands; black bottom with stainless steel stands |  | BUWUMBA HEALTH CENTRE III | [7 empty] | Good working condition | Functional and still work in labour.
Refrigerator, Basic | Health | 2031 NX10K650 | Qty: 1. LG gray |  | Not engraved | [7 empty] | Good working condition | Functional and in labour ward.
Stethoscope | Health |  | Qty: 4. Blue rubber wire and white base |  | Not engraved | [7 empty] | Good working condition | 3 are in the store unused but they are functional.
Stop Watch | Health |  | Qty: 1. Blue and white |  | Not engraved | [7 empty] | Good condition | Functional but kept in the store.
Stretcher | Health |  | Qty: 1. Blue rubber stretcher |  | BUWUMBA HEALTH CENTER III | [7 empty] | Good working condition | Kept in the store.
Stove, Gas | Health |  | Qty: 1. Green & grey |  | Not engraved | [7 empty] | Good working condition | Functional in / kept in the store but they are using for child fund.
Weighing Scale, Infant | Health |  | Qty: 1. Gray red + blue baby pant |  | Not engraved | [7 empty] | Good working condition | Functional but kept in the store.
Weighing Scale, Toddler | Health | ND-2 | Qty: 1. Blue in colour + white plate form |  | Not engraved | [7 empty] | Good working condition | Functional but kept in the OPD and are labour ward; kept in the store. They were using for child fund.
Wheel Chair | Health |  | Qty: 2. Black stand |  | Not engraved | [7 empty] | Functional
Audio Visual Equipment | Health |  |  |  | Not engraved | [7 empty] | Functional
Medical Waste Bin | Health |  | Qty: 10. Stainless steel container |  | Not engraved | [7 empty] | Good condition | 7 not in use kept in the store but 1 OPD and other in maternity.
Wall Clock | Health |  | Qty: 3. White with square form and grey font |  | Not engraved | [7 empty] | Good working condition | Functional; one OPD, labour ward and from reception.
Diagnostic Equipment Set for MCH | Health |  | Qty: 1. Stainless steel |  | Not engraved | [7 empty] | Good condition | In store not in use.
Diagnostic Equipment Set for OPD | Health |  | Qty: 2. Stainless steel metal |  | Not engraved | [7 empty] | Good condition | 1 is in use; another still in the store packed in the box.
Glassware Set, Laboratory, Basic | Health |  | Qty: 2. Stainless steel |  | Not engraved | [7 empty] | Good condition | 2 functional but kept in the store.
Hollow Ware Set, Treatment | Health |  | Qty: 2. Stainless steel |  | Not engraved | [7 empty] | Good condition | Still in store packed in boxes.
Instrument Set, Dressing | Health |  | Qty: 2. Stainless steel |  | Not engraved | [7 empty] | Good condition | 1 is in use and another is in the store.
Instrument Set, Basic ENT | Health |  | Qty: 2. Stainless steel |  | Not engraved | [7 empty] | Good condition | 2 set functional but kept in the store.
Pulse Oximeter, Hand held | Health |  | Qty: 1. Black with screen |  | Not engraved | [7 empty] | Good condition | 1 is functional and in good condition.
Bed, Adult Patient with Mattress | Health |  | Qty: 10. Black bed with white stand |  | Not engraved | [7 empty] | Good condition | Functional and in good condition and they in post natal.
Bed, Pediatric Patient, With Mattress | Health |  | Qty: 4. Black mattress with white stand |  | Not engraved | [7 empty] | Good condition | Functional in pediatric ward.
Bedside Locker | Health |  | Qty: 10. Blue infant & white |  | Not engraved | [7 empty] | Good condition | 6 packed in the box; 5 are in use and they were given in OPD & labour.
Cupboard, Instrument | Health |  |  |  | Not engraved | [7 empty] | Good working condition | Functional but kept in the store; not in usage.
Delivery Bed, Hydraulic Manual | Health |  | Qty: 1. Blue 5.7 mm 47.8 kg |  | Not engraved | [7 empty] | Good working condition | Functional but kept in the store; not in usage.
Oxygen Therapy Apparatus, Minimum 45L cylinder | Health |  | Qty: 2. Blue 5.7 mm 47.8 kg |  | Not engraved | [7 empty] | Good working condition | Functional and used in labour.
Resuscitator Manual, Infant, with all mask sizes | Health |  | Qty: 1. Greenish 2600 ml; white rubber or reservoir bag |  | Not engraved | [7 empty] | Good working condition | Functional and used in labour.
Resuscitator Manual, Adult, with all mask sizes | Health |  | Qty: 1. Greenish 2600 ml |  | Not engraved | [7 empty] | Functional
Suction Apparatus, (Electric) | Health |  |  |  | Not engraved | [7 empty] | Functional | None on the left. They have suction apparatus (foot) functional.
Nebulizer, Ultrasonic | Health | SIN 030260 230 | Qty: 1. Mask flip-top lid; easy carry handle; white |  | Not engraved | [7 empty] | Good working condition | Functional; used in labour ward.
Oxygen Concentrator, Duo Flow | Health |  | Qty: 1. White with rubber pipe / wave jar |  | Not engraved | [7 empty] | Good working condition | Functional and used in labour ward.
Bench | Health |  | Qty: 4. Wooden with brown back |  | Not engraved | [7 empty] | Good condition | Functional on the waiting area.
Disinfection Buckets | Health |  |  |  | Not engraved | [7 empty] | Functional | None.
Baby Cot | Health |  | Qty: 2. Pink bed and stainless steel stands |  | Not engraved | [7 empty] | Good condition | They functional and they were in the patient.
Diagnostic Equipment Set for Ward | Health |  | Qty: 2. Stainless steel |  | Not engraved | [7 empty] | Good working condition | Functional and kept in the store; they were for post natal ward but they are use for another supply.
Hollow Ware Set, Ward | Health |  | Qty: 2. Stainless steel |  | Not engraved | [7 empty] | Good condition | One partially used; one in store.
Instrument Set, Delivery | Health |  | Qty: 2. Stainless steel |  | Not engraved | [7 empty] | Good condition | 2 were functional but not in use.
Instrument Set, Stitch Removing | Health |  | Qty: 2. Stainless steel |  | Not engraved | [7 empty] | Good condition | Very many; some are labour ward and others are in the store.
MVA Kit | Health |  | Qty: 3. Grey plastic container; cannular; plunger. IN A21/MVA 02 |  | Not engraved | [7 empty] | Good working condition | Functional - one is finished, 2 remaining; functional but packed in the store.
Stool, Laboratory | Health |  | Qty: 3. Black seat & stainless steel stand |  | Not engraved | [7 empty] | Good condition | Functional in the laboratory / stored.
Penguin Sucker | Health |  | Qty: 2. Rubber form; silicone |  | Not engraved | [7 empty] | Good working condition | Functional; 2 are in the labour ward.
Fetoscope, Doppler | Health | S/N TK-T 802009/9/33/311 | Qty: 1. White with blue screen |  | Not engraved | [7 empty] | Good working condition | Functional and used in labour ward.
Bubble CPAP | Health |  |  |  | Not engraved | [7 empty] | Not seen | Not seen.
Centrifuge (Electric) | Health |  | Qty: 1. White but has blue |  | Not engraved | [7 empty] | Good condition | Functional and used in laboratory.
Kangaroo Mother Care Chair | Health |  | Qty: 1. Blue bed and white stand |  | Not engraved | [7 empty] | Good working condition | Functional but the midwife was not aware that the chair.
Radiant Infant Warmer | Health |  |  |  | Not engraved | [7 empty] | Functional | None.
Haemoglobin Meter, Sahli | Health |  |  |  | Not engraved | [7 empty] | Not seen | Not seen.
Delivery Bed | Health |  | Qty: 1 |  | Not engraved | [7 empty] | Functional | 1 Delivery Bed written then None / not seen across the row.
Examination light | Health |  | Qty: 3. Electric whole with base and stainless |  | Not engraved | [7 empty] | Good working condition | Functional but in the store.
Instrument set, ENT Basic for HCIII | Health |  |  |  | Not engraved | [7 empty] | Not seen | Not seen.
Bag Valve mask (Ambu Bag), Neonatal | Health |  | Qty: 1. With grey balloon and grey bottle form |  | Not engraved | [7 empty] | Good working condition | Functional and it is being used in the labour ward.
Incubator | Health |  |  |  | Not engraved | [7 empty] | Functional | They don't have at the moment.
Office Chair | Health |  | Qty: 4. Black with black stand |  | Not engraved | [7 empty] | Good condition | Functional in in-charge office, labour, reception (other records).
Desk | Health |  | Qty: 2. Wooden with |  | Not engraved | [7 empty] | Good condition | Functional.
Filing Cabinet | Health |  | Qty: 2. Grey metallic |  | Not engraved | [7 empty] | Good condition | Functional and seen in in-charge office & maternity.
Residential Buildings - Staff house | Health |  | 1 block of 2 units; each unit 2 bedroom, sitting room with the bathroom & latrine |  | Not engraved | [7 empty] | Good shape | Functional and good shape.
Water tanks | Health |  | Residential: 5000 LTR (2); 2 for 1000 LTR and the manual pump. Non-residential: 2 big water tank 10,000 LTR; 1 stand water tank 3000 LTR with water pump |  | Not engraved | [7 empty] | Good condition | Good condition and functional (non-residential notes).
Non Residential Buildings - Maternity ward / pit latrine / placenta | Health |  | 1 block maternity ward; 2 bathroom with 2 stance; pit 4 stance female; 4 stance for male; placenta (1) |  | Not engraved | [7 empty] | Good condition & shape | Functional.
NAME OF LG: BUSIA DISTRICT LOCAL GOVERNMENT NAME OF HEALTH FACILITY: MAJANJI HC III
Equipment/ Item | Department | Asset Number | Item | Life in Months | Tag Number ( engrave no.) | Date Of Purchase | Date Placed In Service | Recoverable cost | Cost | Acc Dep Cost | Net Book Value | Ytd Deprn | Equipment status | Remarks
Description
B.P. Machine, Digital | Health | S/N: 2005374231006042 | Qty: 1. Transtek |  | Not engraved | [7 empty] | Good condition | Still packed.
B.P. Machine (Aneroid wall mounted) | Health |  | Qty: 2. Fixed on the stand |  | Not engraved | [7 empty] | Good condition | Not in use yet.
Autoclave 20 Liters., Duo Operated (big) | Health |  | Qty: 2. Life X stainless steel |  | Not engraved | [7 empty] | Good condition | Not in use, still in store.
Bowl, Kick | Health |  |  |  | Not engraved | [7 empty] | Functional | Not known.
Bowl Stand | Health |  | Qty: 1. Stainless with wheels, blue in colour |  | Not engraved | [7 empty] | Good | Bucket in use.
Counting chamber Neubauer- Improved | Health |  | Qty: 2. Lot: 2407 02. Packed in a transparent container |  | Not engraved | [7 empty] | Good condition | Not in use, still in store.
Cupboard Steel, Lockable | Health |  | Qty: 6. Metallic with glass |  | Not engraved | [7 empty] | Good condition | All in use in different departments.
Drip Stand | Health |  | Good condition stainless steel with drip holder |  | Not engraved | [7 empty] | Good condition | Some are in use, others are kept in store.
ESR Stand | Health |  | Metallic base with glass tubes |  | Not engraved | [7 empty] | Good condition | Still packed in store. Do not know how it works/operated.
Examination Couch | Health |  | Qty: 2. Black leather top |  | Not engraved | [7 empty] | Good condition | One in use.
Examination light, LED | Health |  | Qty: 2. Fixed on a stand |  | Not engraved | [7 empty] | Good condition | One in use, another in store.
Glucometer | Health | S/N: 103A3213 C5B | Qty: 2 |  | Not engraved | [7 empty] | One in good use, another no stripes
Haemoglobin Meter, Digital | Health |  | Qty: 1. Plusmed Lot: 24083332 |  | Not engraved | [7 empty] | Functional | Good.
Height Meter | Health |  | Qty: 2. Grey metallic |  | Not engraved | [7 empty] | One in function, another faulty | No stripes to support operation.
Instrument Trolley | Health |  | Qty: 4. Metallic stainless steel |  | Not engraved | [7 empty] | Good condition | Two in use, two still in store.
Microscope Binocular | Health |  | Qty: 1. NOVEX Holland 220-240V 50-60Hz |  | Not engraved | [7 empty] | Good condition | It is in use in the lab.
Otoscope | Health |  | Qty: 2 |  | Not engraved | [7 empty] | Good condition | Not in use, still in store.
Patient Screen | Health |  | Qty: 6. Blue screen sheet on metal stands with wheels |  | Not engraved | [7 empty] | Good condition | All in use.
Patient Trolley | Health |  | Qty: 3. Metallic |  | Not engraved | [7 empty] | Good condition | All in use.
Refrigerator, Basic | Health |  | Qty: 1 |  | Not engraved | [7 empty] | Good condition | In use.
Stethoscope | Health |  | Littmann brand |  | Not engraved | [7 empty] | Good condition | Not in use, still in store.
Stop Watch | Health |  | Qty: 2. DOL-118 Electronic |  | Not engraved | [7 empty] | Good condition | Not in use, still in store.
Stretcher | Health |  | Qty: 1 |  | Not engraved | [7 empty] | Good condition | Not in use.
Stove, Gas (gas plates in store) | Health |  | Qty: 2. UMAX stove |  | Not engraved | [7 empty] | Good condition | 01 in use in maternity; 01 in store.
Weighing Scale with Height Meter, Adult | Health |  | Cream colour with base of rubber |  | Not engraved | [7 empty] | Good condition | 01 given out to Mbehenyi Health II; 02 in use.
Weighing Scale, Infant | Health |  | Qty: 2 |  | Not engraved | [7 empty] | Good condition | One in labour ward.
Weighing Scale, Toddler | Health |  | Qty: 5 |  | Not engraved | [7 empty] | Functional | Not in use.
Wheel Chair | Health |  | Qty: 2 |  | Not engraved | [7 empty] | Good condition | Packed in store.
Audio Visual Equipment | Health |  | Qty: 2 |  | Not engraved | [7 empty] | Functional | Not in use.
Medical Waste Bin (in store) | Health |  | Qty: 6 |  | Not engraved | [7 empty] | Good condition | 03 still in store; 01 in use at maternity ward.
Wall Clock | Health |  | Qty: 4. Quartz brand |  | Not engraved | [7 empty] | Functional
Diagnostic Equipment Set for MCH | Health |  | Qty: 1. Stainless steel equipment |  | Not engraved | [7 empty] | Good condition | In use in the ward.
Diagnostic Equipment Set for OPD | Health |  | Qty: 2. Moti Pharma |  | Not engraved | [7 empty] | Good condition | Still in store.
Glassware Set, Laboratory, Basic | Health |  | Qty: 2. Breakable packed in boxes |  | Not engraved | [7 empty] | Good condition | Not in use, still in store.
Hollow Ware Set, Treatment | Health |  |  |  | Not engraved | [7 empty] | Good condition | Kept in store. Packed in store.
Instrument Set, Dressing (maternity) | Health |  | Qty: 2. Packed in a box; stainless steel |  | Not engraved | [7 empty] | Good condition | Still in store.
Instrument Set, Basic ENT | Health |  | Qty: 2. Stainless steel |  | Not engraved | [7 empty] | Good condition | In store.
Instrument Set, Suture | Health | 1673-05/0722 | Qty: 1. Stainless steel packed in a box |  | Not engraved | [7 empty] | Good condition | Still in box in store.
Pulse Oximeter, Hand held | Health |  | JZK-303 / JZK-303 T |  | Not engraved | [7 empty] | Good condition | Still in box in store.
Bed, Adult Patient with Mattress | Health |  | Qty: 10. Metallic with a mattress, blue and white |  | Not engraved | [7 empty] | Good condition | All in use; others given out to Masafu General Hospital. 06 beds were given to Masafu General Hospital; she could not tell how many were under UgIFT.
Bed, Pediatric Patient, With Mattress | Health |  | Metallic |  | Not engraved | [7 empty] | Good condition | Six are still in store, 2 in use, 2 given to Masafu Hospital.
Bedside Locker | Health |  | Qty: 6. White and blue colour |  | Not engraved | [7 empty] | Not in good condition | Lockers are broken; 4 of the five and 1 in all in use.
Cupboard, Instrument | Health |  | Qty: 2. Metallic with glass |  | Not engraved | [7 empty] | Good condition | All in use.
Delivery Bed, Hydraulic Manual (Lumino HC III) | Health |  | Qty: 1 |  | Not engraved | [7 empty] | Functional | Given out to Masafu General Hospital.
Oxygen Therapy Apparatus, Minimum 45L cylinder | Health |  | Qty: 2 |  | Not engraved | [7 empty] | Functional | Given to Masafu Hospital.
Resuscitator Manual, Infant, with all Mask sizes | Health |  |  |  | Not engraved | [7 empty] | Functional | Not found; taken to Masafu.
Suction Apparatus, (Electric) (delivered; given out to Masafu) | Health |  | Qty: 2. Metallic base with glass |  | Not engraved | [7 empty] | Good condition | Not in use because of lack of technical knowledge.
Nebulizer, Ultrasonic | Health |  | Qty: 2. MD25031 30440078 |  | Not engraved | [7 empty] | Good condition | Not in use, still in store.
Oxygen Concentrator, Duo Flow | Health |  | Qty: 4 |  | Not engraved | [7 empty] | Good condition | One in store, another sent to Masafu.
Bench | Health |  | Qty: 4. Metal stands with wood |  | Not engraved | [7 empty] | Good condition | All in use.
Disinfection Buckets | Health |  | Qty: 4. Plastic |  | Not engraved | [7 empty] | Good condition | All in use.
Baby Cot | Health |  | Qty: 1. Metallic stand with transparent bucket |  | Not engraved | [7 empty] | Good condition | In use at maternity.
Diagnostic Equipment Set for Ward | Health |  | Set of equipment packed in plastic container |  | Not engraved | [7 empty] | Good condition | Still in store, packed.
Hollow Ware Set, Ward | Health |  | Qty: 2 |  | Not engraved | [7 empty] | Good condition | Not known. In store, still in boxes.
Instrument Set, Delivery | Health |  | Qty: 4. Stainless steel container |  | Not engraved | [7 empty] | Good condition | Have still in store, not in use.
Instrument Set, Stitch Removing | Health |  | Qty: 4. Stainless steel container |  | Not engraved | [7 empty] | Good condition | All in store.
MVA Kit | Health |  | Qty: 5. Packed in plastic container |  | Not engraved | [7 empty] | Good condition | Still packed in store.
Stool, Laboratory | Health |  | Qty: 1 |  | Not engraved | [7 empty] | Good condition | In use in the lab.
Penguin Sucker | Health |  | Transparent plastic, with a penguin shape |  | Not engraved | [7 empty] | Good condition | Not in use, still in store.
Fetoscope, Dopplar | Health | (21) 9131100B4044689 | Packed in a box |  | Not engraved | [7 empty] | Good condition | Two; one in store, another in use.
Bubble CPAP | Health |  |  |  | Not engraved | [7 empty] | Functional | Issued to Masafu Hospital.
Centrifuge (Electric) | Health |  | Qty: 2. Lot 8 and 11; blue and white |  | Not engraved | [7 empty] | Good condition | Not in use because of lack of specimen containers.
Kangaroo Mother Care Chair | Health |  | Qty: 1. Maroon colour of the leather |  | Not engraved | [7 empty] | Good condition | In use.
Radiant Infant Warmer | Health |  |  |  | Not engraved | [7 empty] | Functional | Not seen, and HC staff don't know it.
Haemoglobin Meter, Sahli | Health |  |  |  | Not engraved | [7 empty] | Functional | Not known. Given out to Lumino HC III.
Delivery Bed | Health |  | Qty: 1 |  | Not engraved | [7 empty] | Good condition | One in use, another in store.
Examination light | Health |  | Qty: 2. LED light bulb on a foldable stand |  | Not engraved | [7 empty] | Good condition
Instrument set, ENT Basic for HCIII | Health |  | Qty: 1. Stainless steel sets |  | Not engraved | [7 empty] | Good condition | Still in store.
Bag Valve mask (Ambu Bag), Neonatal | Health |  | Qty: 1 |  | Not engraved | [7 empty] | Functional | Taken to Masafu Hospital.
Incubator | Health |  |  |  | Not engraved | [7 empty] | Functional | Not delivered.
Office Chair | Health |  | Qty: 4. Black leather covered |  | Not engraved | [7 empty] | Good condition | All in good use.
Desk | Health |  | Qty: 3 |  | Not engraved | [7 empty] | Good condition | All in use.
Filing Cabinet | Health |  | Qty: 2 |  | Not engraved | [7 empty] | Good condition | Good working condition.
Non Residential Buildings | Health |  | Concrete. OPD block (store, lab, in-charge's office, records room, consultation room, dispensing area and waiting area); VIP pit latrine (two stances and two bathrooms for both female and male); a placenta pit and a waste decomposition pit |  | Not engraved | [7 empty] | Good condition | All in use.
Residential Buildings | Health |  |  |  | Not engraved | [7 empty] | Functional | None. No residential buildings were constructed.
NAME OF LG: BUSIA DISTRICT LOCAL GOVERNMENT NAME OF HEALTH FACILITY: SIKUDA HC III
Equipment/ Item | Department | Asset Number | Item | Life in Months | Tag Number ( engrave no.) | Date Of Purchase | Date Placed In Service | Recoverable cost | Cost | Acc Dep Cost | Net Book Value | Ytd Deprn | Equipment status | Remarks
Description
B.P. Machine, Digital | Health |  | Qty: 3. White with black screen and they can be tailored on. DC power 5V/500-1000mA |  | SIKUDA/HC III/BUSIA DLG | [7 empty] | Bit height board is working | Not functional; 1 bit not functional and the height board is working height.
B.P. Machine (Aneroid wall mounted) | Health |  | Qty: 2. CE 0197 grey in colour. Green wire; lot number D-31306/7619 |  | Not engraved | [7 empty] | Good working condition | They are all functional and they are used in OPD labour suit.
Autoclave 20 Liters., Duo Operated (wing nut 25 litres; Non-Electric) | Health |  | Qty: 1. It has black stand and 18 pins. Non-Electric |  | Not engraved | [7 empty] | Good condition working | One is 20 lts and another 15 ltr; they are placed in ironing room laundry room.
Bowl, Kick (remarks say 3 of supposed 6) | Health |  | Qty: 2. Steel metallic |  | Not engraved | [7 empty] | They good working condition | They were supposed to be 6 but on ground are 3 only.
Bowl Stand | Health |  | Qty: 2. They metallic |  | Not engraved | [7 empty] | They good working condition | They are only 2 but in different labour suit and inpatient.
Counting chamber Neubauer-Improved | Health |  | Qty: 1. Glass; not slides in cover |  | Not engraved | [7 empty] | Good condition | Not in use; it was supplied with no Turk solution.
Cupboard Steel, Lockable | Health |  | Qty: 10. Grey in colour steel |  | Not engraved | [7 empty] | Functional
Drip Stand | Health |  | Qty: 8. Steel with light blue rubber |  | Not engraved | [7 empty] | 6 are not in good condition but only 2 functional | They are in use but some have no legs or ball/base.
Examination Couch | Health | GHF 70.05/1221/H69 | Qty: 4. Stainless steel with bed on top |  | Not engraved | [7 empty] | Good working condition | They are placed in different wards but they are all functional.
Examination light, LED | Health | No EL0076/1221/H12 | Qty: 2. Black stand light GPC |  | Not engraved | [7 empty] | Good working condition | They placed in different ward in labour suit family planning room.
Glucometer | Health |  | One Touch Select Simple white colour |  | Not engraved | [7 empty] | In use; good condition | One is in use; another still in store.
Haemoglobin Meter, Digital | Health |  |  |  | Not engraved | [7 empty] | Good condition | Still packed in store because NMS doesn't supply strips that are compatible with HB metre.
Height Meter (HM; heading also soft near 2) | Health |  | Qty: 1 |  | Not engraved | [7 empty] | Functional
Instrument Trolley (Instrument trolley written) | Health |  | Qty: 4. Sus 304 PE-LD steel |  | SIKUDA/HC III/BUSIA/D.L.G | [7 empty] | Good working condition | Only one is engraved; 3 are in labour ward; one in OPD.
Microscope Binocular | Health |  | Rechargeable and can use batteries |  | Not engraved | [7 empty] | Good condition | Not good brand; it has poor light and stage.
Otoscope | Health |  | Qty: 1 |  | Not engraved | [7 empty] | Functional
Patient Screen (white + 5 patient screen written) | Health |  | Qty: 5. White stand white cloth; others are blue green cloth black stand |  | Not engraved | [7 empty] | Good working condition | Not engraved; 5 are functional; 2 not; are in labour ward and OPD.
Patient Trolley (Patient Trolley + 2 patient trolley / patient-stretcher) | Health | GHF 60.06/1221/N69 (stretcher line) | Qty: 3. For SAIKANG; medical with bed for mother; GPC stainless steel; 16 metallic |  | SIKUDA/HC III/BUSIA/D.L.G | [7 empty] | Good working condition | 16 is separate from the others; 16 has bed and it being used by mothers in labour ward; and 2 are in OPD.
Refrigerator, Basic | Health | 108PRKX 053309 | SN: 108PRKX 053309 |  | Not engraved | [7 empty] | Good working condition | Functional.
Stethoscope (Lot line) | Health | Lot No DG/9/1/1221/G04 | Qty: 1. GPC black |  | Not engraved | [7 empty] | Good working condition | Functional.
Stethoscope | Health |  | Qty: 5 |  | Not engraved | [7 empty] | Good working condition | They are kept in the store; they just pick one to use.
Stop Watch | Health |  | Qty: 1. RESEE 30 Memory RS1030 |  | Not engraved | [7 empty] | Good working condition | It is in good use by the lab.
Stretcher | Health |  | I didn't see them |  | Not engraved | [7 empty] | Not available | I was not able to see them physically because they were locked and got done.
Stove, Gas (green; maroon; margin: one gas not found) | Health |  | Qty: 1. 78 green okibya; 79 maroon okibya/andalon |  | Not engraved | [7 empty] | Good working condition | All three are functional in labour ward.
Weighing Scale with Height Meter, Adult | Health |  | Qty: 3. AC Power 5V/500-1000mA |  | Not engraved | [7 empty] | Good working condition; height meter | They are 3 but the same as the B.P digital; only height meter works.
Weighing Scale, Infant (in store) | Health |  | Qty: 1. White and blue in the middle max 30kg |  | SIKUDA/HC III/BUSIA D.L.G | [7 empty] | Good working condition | Functional.
Weighing Scale, Toddler (store) | Health |  | Qty: 2. White in colour. White and blue in middle max 30kg |  | Not engraved | [7 empty] | Good working condition | 1 is kept in store and in labour ward.
Wheel Chair (store) | Health |  | Qty: 4. Black with wheels |  | SIKUDA/HC III/BUSIA D.L.G | [7 empty] | Good working condition | 1 in use; one is kept in the store.
Audio Visual Equipment (store) | Health |  | They are in box box brown big |  | Not engraved | [7 empty] | Good working condition | 16 in the big brown box kept in the store.
Medical Waste Bin | Health |  | Qty: 13. Stainless. Stainless steel |  | SIKUDA/HC III/BUSIA D.L.G | [7 empty] | Good working condition | 4 no cover but they are in use; 9 are functional.
Wall Clock (store) | Health |  | Qty: 4. White and black |  | Not engraved | [7 empty] | 3 good working condition | 2 non functional.
Diagnostic Equipment Set for MCH | Health | 2112 (Lot 1221/1/906 crossed out above) | Qty: 1. Stainless steel with black handles |  | Not engraved | [7 empty] | Good working condition | It is kept in the store; seen physical in the big boxes.
Diagnostic Equipment Set for OPD | Health |  | Not seen |  | Not engraved | [7 empty] | Functional | Stored in boxes.
Glassware Set, Laboratory, Basic (margin: finished) | Health |  | Not seen physical |  | Not engraved | [7 empty] | Functional | It wasn't seen.
Hollow Ware Set, Treatment | Health | Lot 1221/1/906 | Seen physical new |  | Not engraved | [7 empty] | Not available; not seen | We were not able to see them but we were told by the incharge that they are finished.
Instrument Set, Dressing | Health | S/N 1221/1/906 | GPC medical 1221/1/906 |  | Not engraved | [7 empty] | Good working condition; not use | Seen physical but they are kept in the store packed in the big boxes.
Instrument Set, Basic ENT (margin: stove) | Health | Lot 1221/1/906 | GPC medical |  | Not engraved | [7 empty] | Seen but good working condition | Kept in the store at the moment; no ENT doctor at the moment so all the equipment were kept.
Instrument Set, Suture (margin: safe) | Health | S/N 2117 | Stainless steel metal black bed |  | Not engraved | [7 empty] | Seen; good condition | Kept in the store in big box; no ENT specialist at the moment.
Pulse Oximeter, Hand held | Health | SN 2110500008 | Qty: 2. Set stainless steel; small machine; model Pc 100K |  | Not engraved | [7 empty] | Seen; good working condition | No ENT specialist at the health centre and incharge kept them in the store in the big brown boxes.
Bed, Adult Patient with Mattress | Health |  | Qty: 10. Metallic with a mattress covered in a blue plastic sheet |  | Not engraved | [7 empty] | Good working condition | They are all functional.
Bed, Pediatric Patient, With Mattress (soft) | Health |  | Qty: 4. Metallic with white and pink paint |  | Not engraved | [7 empty] | Good condition | All are in use.
Bedside Locker (inpatient ward) | Health |  | Qty: 10. White and blue colour |  | Not engraved | [7 empty] | Good working condition | They are placed in wards.
Cupboard, Instrument | Health |  | Right door cannot open |  | Not engraved | [7 empty] | Functional
Delivery Bed, Hydraulic Manual (labour) | Health | Part No. 1721090288 model HL-C6B | Qty: 1. Pink bed and stainless stands |  | SIKUDA/HC III/BUSIA/D.L.G | [7 empty] | Good working condition | It is functional and working well in the labour ward.
Oxygen Therapy Apparatus, Minimum 45L cylinder (labour) | Health |  | ISO 9809-1 2.8kg. Blue in colour |  | Not engraved | [7 empty] | Good working condition | It is functional and it is kept in labour ward.
Suction Apparatus, Electric | Health | 2209062 14489 | Qty: 1. Model DFX-23D1 |  | Not engraved | [7 empty] | Good working condition | Functional in labour ward.
Nebulizer, Ultrasonic (store) | Health | SN N7002110009 | Qty: 1. White model LT-N700 |  | Not engraved | [7 empty] | Good working condition | Is kept in the store but they are used when needed.
Oxygen Concentrator, Duo Flow (labour) | Health | 2190006 | Qty: 1. White CANTA / GJNTA; JTG20 voltage |  | SIKUDA/HC III/BUSIA D.L.G | [7 empty] | Good working condition | Functional.
Bench | Health |  | Qty: 4. Wooden with metal frame |  | Not engraved | [7 empty] | Good condition | All in use at the waiting area.
Disinfection Buckets | Health |  |  |  | Not engraved | [7 empty] | Functional | These were not seen at the facility.
Baby Cot | Health |  | Qty: 2. Stainless steel with a black mattress |  | Not engraved | [7 empty] | Good condition | All are in use.
Diagnostic Equipment Set for Ward (store) | Health | Lot 122/NA/47 | Qty: 6. Stainless steel atop with black handle |  | Not engraved | [7 empty] | Good working condition | Seen physically but they are being kept in the store at the moment; not in use.
Hollow Ware Set, Ward (store) | Health | 122/G06 | Qty: 5. Kept in the big box |  | Not engraved | [7 empty] | Good working condition | Not in use; kept in the boxes in the store.
Instrument Set, Delivery (store; Total 13; also 6 written) | Health | Lot 122/NA/47 | Qty: 13. Stainless steel |  | Not engraved | [7 empty] | Good working condition | In stores but are kept in the store still packed in big and small boxes but the six are functional.
Instrument Set, Stitch Removing (store) | Health |  |  |  | Not engraved | [7 empty] | Good working condition | Seen physically; not in use but they are kept in the big brown box in the store.
MVA Kit (manual Vacuum Aspiration kit) | Health | No CPRI0-ZJ | Qty: 1. Silicone oil disposable cannula O-ring |  | Not engraved | [7 empty] | Good working condition | Functional; used in the labour ward.
MVA Kit | Health |  | Qty: 4 |  | Not engraved | [7 empty] | Good working condition | They are kept in the big box in the store.
Stool, Laboratory | Health |  |  |  | Not engraved | [7 empty] | Not in use | These were delivered with no sitting base; they are packed in store.
Penguin Sucker (from lab) | Health |  | Qty: 1. 16 W oval shape light green shade. - and white top |  | Not engraved | [7 empty] | Good working condition | 3 functional; 1 non functional.
Fetoscope, Doppler (one; lab) | Health | AN TK-T80200 419331266 | VW400L input d.c 3.0V white with blue cover |  | Not engraved | [7 empty] | Good working condition | Functional.
Bubble CPAP (store lab) | Health |  | Qty: 7 |  | Not engraved | [7 empty] | Functional
Centrifuge (Electric) | Health | SN: 202201015 | TBSM |  | Not engraved | [7 empty] | Good working condition | DHO wants to take it to Masafu H.
Kangaroo Mother Care Chair | Health | GHF 125 05/221/N99 | GHF125-05/1221/N99 stainless steel |  | Not engraved | [7 empty] | Good working condition | Mothers don't use it.
Radiant Infant Warmer (don't have) | Health |  |  |  | Not engraved | [7 empty] | Functional | They were delivery but the health centre don't receive.
Haemoglobin Meter, Sahli | Health |  |  |  | Not engraved | [7 empty] | Not seen | They said they did not and it was not seen physically.
Examination light | Health |  | Qty: 1. Black in colour |  | Not engraved | [7 empty] | Good working condition | 1 BN kept in the store; not used.
Instrument set, ENT Basic for HCIII | Health |  | Qty: 1. Big brown packed |  | Not engraved | [7 empty] | Good condition | Still in store.
Bag Valve mask (Ambu Bag), Neonatal | Health | CE 0086 | Qty: 1. Nostril Ambu max 1000ml; blue barrel; light blue case in bottle shape with plastic in the middle |  | Not engraved | [7 empty] | Good working condition | We were told by the incharge that they are kept in the store because they don't have an ENT specialist at the facility.
Incubator (None) | Health |  |  |  | Not engraved | [7 empty] | NOT SEEN NONE | We were told by the incharge that they didn't get the incubator.
Office Chair | Health |  | Qty: 6. Black leather |  | Not engraved | [7 empty] | Good condition | All in use.
Filing Cabinet | Health |  | Qty: 2. Cream painted with locker |  | Not engraved | [7 empty] | Good condition | All in use.
Residential Buildings - staff quarter / toilets / kitchen / store / water tanks | Health |  | Staff quarter: 2 units 2 bedrooms; toilets: 2 toilets 2 bathrooms; 2 kitchen; 2 store; water tanks: 2 ground water tanks each 5000 LTR on the stand; 2 for 10,000 LTR |  | Construction of staff house at Sikuda UGIFT / UGIFT | 2022/23 | 2022/23 | [5 empty] | Good working condition | They are functional.
Desk | Health |  | Qty: 5. Brown varnish wooden |  | Not engraved | [7 empty] | Good condition | All in use.
Resuscitator Manual, Adult (store) | Health |  | Qty: 28. 2.1 L bag white bottle form |  | Not engraved | [7 empty] | Good working condition | Functional in labour ward and kept in the store.
Non Residential Buildings - pit latrine / placenta pit | Health |  | Pit latrine orange; placenta pit orange; pit latrine cream paint; pit latrine: 2 stances and 2 bathrooms for both male and female, making a total of 8 doors on the pit latrine |  | Not engraved | [7 empty] | Good condition | They are all in good working condition; all working.
Resuscitator Manual, Infant (store; tips soft) | Health |  | Qty: 1. Blue bottle white blue Ambu. Blue colour box with the cover base |  | Not engraved | [7 empty] | Good working condition | They are kept in the store / not used.
Oxygen Therapy Apparatus (second; white cave bottle shape) | Health |  | 2.8 kg 5.4mm. P Z2T CHN/YL blue colour |  | Not engraved | [7 empty] | Good working condition | It is functional in the labour (only 1 used; others are kept in the store).
Electric Refrigerator | Health | SN 105PRG N006539 | LG energy saving inverter compressor |  | SIKUDA/HC III/BUSIA D.L.G | [7 empty] | Good working condition | In the store from usage.
Humascope Classic LED (ESR Stand line crossed out; 110-250V 50-60Hz) | Health |  | Transparent glass; human brand GPC |  | Not engraved | [7 empty] | Not in use | It was supplied with no tubes; stored in the lab.
Autoclave 15 litres | Health | AU20/A. 211 NE | Qty: 2. Black stands and a timer |  | Not engraved | [7 empty] | Functional | Counted with the 20 L autoclave line above.
NAME OF LG: MANAFWA DISTRICT LOCAL GOVERNMENT NAME OF HEALTH FACILITY: BUKIMANAYI HC III
Equipment/ Item | Department | Asset Number | Item | Life in Months | Tag Number ( engrave no.) | Date Of Purchase | Date Placed In Service | Recoverable cost | Cost | Acc Dep Cost | Net Book Value | Ytd Deprn | Equipment status | Remarks
Description
B.P. Machine, Digital | Health |  | Qty: 2 |  | Not engraved | [7 empty] | Good condition | 2 in use. 2 redistributed to Bugobero HC IV.
B.P. Machine (Aneroid wall mounted) | Health |  | Qty: 2. HONSUN white & black screen |  | Not engraved | [7 empty] | Good condition | In use, one and another redistributed to Bugobero HC IV.
Autoclave 20 Liters., Duo Operated | Health |  | Qty: 1. Stainless steel |  | Not engraved | [7 empty] | Good condition | Not received. In use.
Bowl, Kick | Health |  |  |  | Not engraved | [7 empty] | Functional | Redistributed. All redistributed to Bugobero HC IV.
Bowl Stand | Health |  |  |  | Not engraved | [7 empty] | Functional | Redistributed. Redistributed to Bugobero HC IV.
Counting chamber Neubauer- Improved | Health |  |  |  | Not engraved | [7 empty] | Functional | Redistributed to Bugobero (2). Redistributed to Bugobero HC IV.
Cupboard Steel, Lockable | Health |  | Qty: 3. 2 are off white with glass on the door and one grey with no glass |  | Not engraved | [7 empty] | Good condition | All in use at the facility.
Drip Stand | Health |  | Qty: 8 |  | Not engraved | [7 empty] | Functional | All redistributed. All were redistributed to Bugobero HC IV.
ESR Stand | Health |  |  |  | Not engraved | [7 empty] | Functional | Not received. This was not received.
Examination Couch | Health |  | Qty: 2. Black mattress and off-white bed |  | Not engraved | [7 empty] | Good condition | All in use.
Examination light, LED | Health |  | Qty: 1. White stand with a LED light bulb |  | Not engraved | [7 empty] | Good condition | Still in store not in use. 2 pcs struck; 1 pc seen.
Glucometer | Health |  | Qty: 1. ONE TOUCH Select Simple |  | Not engraved | [7 empty] | Good condition | In use.
Haemoglobin Meter, Digital | Health |  | Qty: 1. White and grey screen |  | Not engraved | [7 empty] | Good condition | In use.
Height Meter | Health |  | Qty: 1. Stainless stand with blue |  | Not engraved | [7 empty] | Good condition | In use in the lab.
Instrument Trolley | Health |  | Qty: 2. Stainless steel |  | Not engraved | [7 empty] | Good condition | In use at OPD.
Microscope Binocular | Health |  | Qty: 1 |  | Not engraved | [7 empty] | Good condition | All in use.
Otoscope | Health |  | Qty: 1. Black & stainless steel head |  | Not engraved | [7 empty] | Good condition | Still in store; they have a similar brand in use.
Patient Screen | Health |  | Qty: 6. Blue with stainless steel stands |  | Not engraved | [7 empty] | Good condition | In store.
Patient Trolley | Health |  |  |  | Not engraved | [7 empty] | Functional | Not seen. This is not physically seen at the facility.
Refrigerator, Basic | Health |  | Qty: 1. CHiQ |  | Not engraved | [7 empty] | Good condition | In use.
Stethoscope | Health |  | Qty: 4 |  | Not engraved | [7 empty] | Functional | Redistributed to Bugobero IV. All redistributed to Bugobero HC IV.
Stop Watch | Health |  | Qty: 2 |  | Not engraved | [7 empty] | Functional | Redistributed. Redistributed to Bugobero HC IV.
Stretcher | Health |  | Qty: 1 |  | Not engraved | [7 empty] | Functional | Redistributed to Bugobero HC IV.
Stove, Gas | Health |  | Qty: 1. Gas |  | Not engraved | [7 empty] | Good condition | In use. In store, gas plate.
Weighing Scale with Height Meter, Adult | Health |  | Qty: 2 |  | Not engraved | [7 empty] | Functional | Redistributed to Bugobero Health Centre IV.
Weighing Scale, Infant | Health |  | Qty: 2 |  | Not engraved | [7 empty] | Functional | Not seen. Redistributed to Bugobero.
Weighing Scale, Toddler | Health |  | Qty: 2 |  | Not engraved | [7 empty] | Functional | Redistributed to Bugobero.
Wheel Chair | Health |  |  |  | Not engraved | [7 empty] | Functional | Not seen. The facility had other wheel chairs. The incharge is not sure whether it was redistributed.
Audio Visual Equipment | Health |  |  |  | Not engraved | [7 empty] | Functional | Not received.
Medical Waste Bin | Health |  | Qty: 6 |  | Not engraved | [7 empty] | Good condition | 2 redistributed; 4 are in use.
Wall Clock (redistributed) | Health |  | Qty: 2. QUARTZ white with glass screen |  | Not engraved | [7 empty] | Good condition | Not in use 2 and 2 redistributed to Bugobero HC IV.
Diagnostic Equipment Set for MCH | Health |  | Qty: 2 |  | Not engraved | [7 empty] | Functional | Not seen during verification.
Diagnostic Equipment Set for OPD (seen) | Health |  | Qty: 1 |  | Not engraved | [7 empty] | Functional | One in store; one redistributed.
Glassware Set, Laboratory, Basic | Health |  |  |  | Not engraved | [7 empty] | Functional | Not seen during verification.
Hollow Ware Set, Treatment | Health |  | Qty: 3 |  | Not engraved | [7 empty] | Good condition | Still in store.
Instrument Set, Dressing (set-seen) | Health |  | Qty: 1 |  | Not engraved | [7 empty] | Good condition | 01 redistributed. All in store. 2 redistributed to Bugobero.
Instrument Set, Basic ENT | Health |  | Qty: 3 |  | Not engraved | [7 empty] | Functional | Not seen during verification.
Pulse Oximeter, Hand held | Health |  | Qty: 2 |  | Not engraved | [7 empty] | Good condition | Seen. In store 01; 1 redistributed to Bugobero HC IV.
Bed, Adult Patient with Mattress | Health |  | Qty: 10 |  | Not engraved | [7 empty] | Functional | Redistributed. All redistributed to Bugobero Health Centre four.
Bed, Pediatric Patient, With Mattress | Health |  | Qty: 5 |  | Not engraved | [7 empty] | Functional | Redistributed. All redistributed to Bugobero HC IV.
Bedside Locker | Health |  | Qty: 4 |  | Not engraved | [7 empty] | Good condition | All in use.
Cupboard, Instrument | Health |  | Qty: 1 |  | Not engraved | [7 empty] | Functional | In use at chronic care.
Delivery Bed, Hydraulic Manual | Health |  | Qty: 1 |  | Not engraved | [7 empty] | Functional | Redistributed. All redistributed to Bugobero Health IV.
Oxygen Therapy Apparatus, Minimum 45L cylinder | Health |  |  |  | Not engraved | [7 empty] | Functional | All redistributed to Bugobero Health IV.
Resuscitator Manual, Infant, with all Mask sizes | Health |  |  |  | Not engraved | [7 empty] | Functional | All redistributed to Bugobero Health IV.
Resuscitator Manual, Adult, with all mask sizes | Health |  | Qty: 1 |  | Not engraved | [7 empty] | Functional | All redistributed to Bugobero Health IV.
Suction Apparatus, (Electric) | Health |  | Qty: 2 |  | Not engraved | [7 empty] | Functional | Not seen. Redistributed to Bugobero HC IV.
Nebulizer, Ultrasonic | Health |  | Qty: 1 |  | Not engraved | [7 empty] | Functional | Not seen. Redistributed to Bugobero HC IV.
Oxygen Concentrator, Duo Flow | Health |  | Qty: 1. Still in a box |  | Not engraved | [7 empty] | Functional | Only one seen. Redistributed to Bugobero; one in store.
Bench | Health |  | Qty: 4. Metallic frame with timber |  | Not engraved | [7 empty] | Good condition | Only 3 seen. All in use; one redistributed.
Disinfection Buckets | Health |  | Qty: 6 |  | Not engraved | [7 empty] | Good condition | All in use.
Baby Cot | Health |  | Qty: 5 |  | Not engraved | [7 empty] | Good condition | One in use; 4 redistributed to Bugobero HC IV.
Diagnostic Equipment Set for Ward (seen) | Health |  | Qty: 1 |  | Not engraved | [7 empty] | Good condition | In store.
Instrument Set, Delivery | Health |  | Qty: 2. Stainless steel casing |  | Not engraved | [7 empty] | Good condition | All in store.
Instrument Set, Stitch Removing | Health |  | Qty: 3 |  | Not engraved | [7 empty] | Functional | Redistributed. Not seen during verification.
MVA Kit | Health |  | Qty: 1. Transparent casing with a big syringe like instrument |  | Not engraved | [7 empty] | Good condition | In store; the facility has additional 3 from other sources.
Penguin Sucker | Health |  | Qty: 1. Black |  | Not engraved | [7 empty] | Good condition | In use. One in use; good in store.
Fetoscope, Dopplar | Health |  | Grey |  | Not engraved | [7 empty] | Good condition | One in use; one redistributed.
Bubble CPAP (green) | Health |  | Qty: 2. White in a blue box |  | Not engraved | [7 empty] | Functional | Redistributed. Redistributed to Bugobero.
Centrifuge (Electric) | Health |  | Qty: 1 |  | Not engraved | [7 empty] | Functional | Redistributed to Bugobero.
Kangaroo Mother Care Chair | Health |  | Qty: 1 |  | Not engraved | [7 empty] | Functional | Locked up not seen. Not seen during verification.
Radiant Infant Warmer | Health |  |  |  | Not engraved | [7 empty] | Functional | Not received.
Haemoglobin Meter, Sahli | Health |  |  |  | Not engraved | [7 empty] | Functional | Not received. Not delivered at the facility.
Delivery Bed | Health |  |  |  | Not engraved | [7 empty] | Functional | Not received. This wasn't delivered at the facility.
Examination light | Health |  |  |  | Not engraved | [7 empty] | Functional | Received only LED.
Instrument set, ENT Basic for HCIII | Health |  | Qty: 3 |  | Not engraved | [7 empty] | Functional | Not seen. Not seen during verification.
Bag Valve mask (Ambu Bag), Neonatal | Health |  |  |  | Not engraved | [7 empty] | Functional | Redistributed. Redistributed to Bugobero HC IV.
Incubator | Health |  |  |  | Not engraved | [7 empty] | Functional | Not received.
Office Chair | Health |  | Qty: 7 |  | Not engraved | [7 empty] | Good condition | Only 3 were physically verified. 3 are in use; 4 redistributed to Bugobero.
Desk / Table | Health |  | Qty: 3. Metallic frame with smooth timber table surface |  | Not engraved | [7 empty] | Good condition | Only one was physically verified. One in use; two redistributed.
Filing Cabinet | Health |  | Qty: 1 |  | Not engraved | [7 empty] | Good condition | One in use. One redistributed to Bugobero HC IV.
Non Residential Buildings | Health |  | Pit latrines 01 block, 1 placenta pit; 4 stances and 4 bathrooms. The facility received a block of pit latrine of 4 stances, 4 bathrooms for male and female patients. There is also a placenta pit constructed and a decomposition pit |  | Not engraved | [7 empty] | Good condition | All in good use.
Residential Buildings | Health |  |  |  | Not engraved | [7 empty] | Functional | Not received under UgIFT. There is one block of two units that was constructed under another funding program.
NAME OF LG: TORORO DISTRICT LOCAL GOVERNMENT NAME OF HEALTH FACILITY: KAMULI HC III
Equipment/ Item | Department | Asset Number | Item | Life in Months | Tag Number ( engrave no.) | Date Of Purchase | Date Placed In Service | Recoverable cost | Cost | Acc Dep Cost | Net Book Value | Ytd Deprn | Equipment status | Remarks
Description
B.P. Machine, Digital | Health | 2003374231006234 | Qty: 3. TRANSTEK SN: 2003374231006234 |  | Not engraved | [7 empty] | Good condition | All in use.
B.P. Machine (Aneroid wall mounted) | Health |  |  |  | Not engraved | [7 empty] | Functional | Not received. This wasn't delivered.
Autoclave 20 Liters., Duo Operated | Health |  | Qty: 2. Stainless steel |  | Not engraved | [7 empty] | Good condition | One in use in maternity, others are in store.
Bowl, Kick | Health |  |  |  | Not engraved | [7 empty] | Functional | Not received. Nothing was seen at the facility.
Bowl Stand | Health |  |  |  | Not engraved | [7 empty] | Functional | Not received. It wasn't seen at the facility.
Counting chamber Neubauer- Improved | Health |  |  |  | Not engraved | [7 empty] | Functional | Not received. Not seen during verification exercise.
Cupboard Steel, Lockable | Health |  |  |  | Not engraved | [7 empty] | Functional | Not received.
Drip Stand | Health |  | Qty: 9. Health |  | Not engraved | [7 empty] | Good condition | All in use.
ESR Stand | Health |  |  |  | Not engraved | [7 empty] | Functional | Not received. Not seen at the facility.
Examination Couch | Health |  | Qty: 3. Metallic with a mattress |  | Not engraved | [7 empty] | 1 in good condition, 2 broken down | They delivered poor quality.
Examination light, LED | Health |  |  |  | Not engraved | [7 empty] | Functional | Not received.
Glucometer | Health |  | Qty: 1. White ONE Touch |  | Not engraved | [7 empty] | Good condition | In use.
Haemoglobin Meter, Digital | Health |  | Qty: 1. Plus MED white with red colours |  | Not engraved | [7 empty] | Good condition | In use.
Height Meter | Health |  |  |  | Not engraved | [7 empty] | Functional | Not delivered.
Instrument Trolley | Health |  | Qty: 2. Stainless with plastic bases |  | Not engraved | [7 empty] | Good condition | One in use, another in store.
Microscope Binocular | Health |  | Qty: 1. White & black |  | Not engraved | [7 empty] | Good condition | In use.
Otoscope | Health |  | Qty: 1 |  | Not engraved | [7 empty] | Good condition | All kept in store.
Patient Screen | Health |  | Qty: 10 |  | Not engraved | [7 empty] | Good condition | 3 in use, 7 in store.
Patient Trolley | Health |  |  |  | Not engraved | [7 empty] | Functional | Not received. Nothing was seen at facility for verification.
Refrigerator, Basic | Health |  | Qty: 2. Pionway medical lab |  | Not engraved | [7 empty] | One in use | 01 in use, another in store.
Stethoscope | Health |  | Qty: 6. Black with plastic tube & stainless steel |  | Not engraved | [7 empty] | Good condition | All in store; 01 for children.
Stop Watch | Health |  |  |  | Not engraved | [7 empty] | Functional | Not received. Nothing was seen during verification.
Stretcher | Health |  |  |  | Not engraved | [7 empty] | Functional | Not received. The one at the facility is not UgIFT.
Stove, Gas | Health |  |  |  | Not engraved | [7 empty] | Functional | Not received.
Weighing Scale with Height Meter, Adult | Health |  | Qty: 3. White & black base |  | Not engraved | [7 empty] | Good condition | 2 in use, 01 in store.
Weighing Scale, Infant | Health |  | Qty: 3. Metallic with a scale |  | Not engraved | [7 empty] | Good condition | In use.
Weighing Scale, Toddler | Health |  |  |  | Not engraved | [7 empty] | Functional | Not received.
Wheel Chair | Health |  | Qty: 1 |  | Not engraved | [7 empty] | Good condition | In use.
Audio Visual Equipment (TV, Startimes) | Health |  | Qty: 1. 32 Inch TV Screen |  | Not engraved | [7 empty] | Good condition | In use.
Medical Waste Bin | Health |  | Qty: 17. Plastic black big size |  | Not engraved | [7 empty] | Good condition | 10 in use, 07 in store.
Wall Clock | Health |  | Qty: 8. Ajanta Brand |  | Not engraved | [7 empty] | Good condition | All in use. 2 maternity, 2 OPD.
Diagnostic Equipment Set for MCH | Health |  | Qty: 2. Stainless steel |  | Not engraved | [7 empty] | Good condition | All in store. Mixed up with Diagnostic Equipment Set for OPD.
Diagnostic Equipment Set for OPD | Health |  |  |  | Not engraved | [7 empty] | Functional | Mixed up.
Glassware Set, Laboratory, Basic | Health |  |  |  | Not engraved | [7 empty] | Functional | Not seen during verification.
Hollow Ware Set, Treatment | Health |  |  |  | Not engraved | [7 empty] | Functional | Not seen.
Instrument Set, Dressing | Health |  | Qty: 2. Stainless steel |  | Not engraved | [7 empty] | Good condition | All in store.
Instrument Set, Basic ENT | Health |  | Qty: 1. Black casing |  | Not engraved | [7 empty] | Good condition | In store.
Instrument Set, Suture | Health |  | Qty: 4. Stainless steel |  | Not engraved | [7 empty] | Good condition | One in use, 3 in store.
Pulse Oximeter, Hand held | Health |  | Qty: 2 |  | Not engraved | [7 empty] | Functional | Not seen. Not seen during verification.
Bed, Adult Patient with Mattress | Health |  | Qty: 24. Plastic with blue & white colour with a mattress |  | Not engraved | [7 empty] | Good condition | Redistributed 5 to Atangi HC III.
Bed, Pediatric Patient, With Mattress | Health |  | Qty: 11. Stainless steel with a blue covered mattress |  | Not engraved | [7 empty] | Good condition | All in use.
Bedside Locker | Health |  | Qty: 12. Plastic with wheels, blue and cream |  | Not engraved | [7 empty] | Good condition | All in use.
Delivery Bed, Hydraulic Manual | Health |  | Qty: 1. Off white metallic |  | Not engraved | [7 empty] | Good condition | In use.
Oxygen Therapy Apparatus, Minimum 45L cylinder | Health |  | Blue colour |  | Not engraved | [7 empty] | Good condition | In use but they have never used.
Resuscitator Manual, Infant, with all Mask sizes | Health |  |  |  | Not engraved | [7 empty] | Not seen during verification | Not seen.
Resuscitator Manual, Adult, with all mask sizes | Health |  | Qty: 4. Plastic container transparent |  | Not engraved | [7 empty] | Good condition | All in store.
Suction Apparatus, (Electric) | Health |  |  |  | Not engraved | [7 empty] | Not seen during verification | Not seen.
Nebulizer, Ultrasonic | Health |  |  |  | Not engraved | [7 empty] | Functional | Not received.
Oxygen Concentrator, Duo Flow | Health |  |  |  | Not engraved | [7 empty] | Functional | Not received.
Bench | Health |  | Qty: 4 |  | Not engraved | [7 empty] | Good condition | 2 broken, 2 in use. Those in use have torn sitting surface.
Disinfection Buckets | Health |  |  |  | Not engraved | [7 empty] | Functional | Not received. Not seen during verification.
Baby Cot | Health |  |  |  | Not engraved | [7 empty] | Functional | Not received. Not seen during verification.
Diagnostic Equipment Set for Ward | Health |  |  |  | Not engraved | [7 empty] | Functional | Mixed up and identifiable. The sets which are in store are mixed up in content. All are in store.
Hollow Ware Set, Ward | Health |  |  |  | Not engraved | [7 empty] | Functional | Mixed up and identifiable. The sets which are in store are mixed up in content.
Instrument Set, Delivery | Health |  |  |  | Not engraved | [7 empty] | Functional | Mixed up and identifiable. The sets which are in store are mixed up in content.
Instrument Set, Stitch Removing | Health |  |  |  | Not engraved | [7 empty] | Functional | Mixed up and identifiable. The sets which are in store are mixed up in content.
MVA Kit | Health |  | Qty: 3. Transparent container |  | Not engraved | [7 empty] | Good condition | One in use, two in store.
Stool, Laboratory | Health |  |  |  | Not engraved | [7 empty] | Functional | Not delivered. Not seen during verification.
Penguin Sucker | Health |  | Qty: 4. Penguin shape |  | Not engraved | [7 empty] | 3 in good condition | 01 was disposed off.
Fetoscope, Dopplar | Health |  |  |  | Not engraved | [7 empty] | Functional | Not received. Not seen during verification.
Bubble CPAP | Health |  |  |  | Not engraved | [7 empty] | Functional | Not received. Not seen during verification.
Centrifuge (Electric) | Health |  | Qty: 1. Bowl shaped white & blue |  | Not engraved | [7 empty] | Good condition | In use in lab.
Kangaroo Mother Care Chair | Health |  |  |  | Not engraved | [7 empty] | Functional | Not received. Not seen during verification.
Radiant Infant Warmer | Health |  |  |  | Not engraved | [7 empty] | Functional | Not received. Not seen during verification.
Haemoglobin Meter, Sahli | Health |  |  |  | Not engraved | [7 empty] | Functional | Not received. Not seen during verification.
Delivery Bed | Health |  | Qty: 3 |  | Not engraved | [7 empty] | 3 in use | Redistributed 01 to Malaba HC IV.
Examination light | Health |  |  |  | Not engraved | [7 empty] | Functional | Not received. Not seen during verification.
Instrument set, ENT Basic for HCIII | Health |  | Qty: 2. Black casing with stainless steel instruments |  | Not engraved | [7 empty] | Good condition | All in store.
Bag Valve mask (Ambu Bag), Neonatal | Health |  | Qty: 1. Blue coloured |  | Not engraved | [7 empty] | Good condition | All in store.
Incubator | Health |  |  |  | Not engraved | [7 empty] | Functional | Not received. Not seen during verification.
Office Chair | Health |  | Qty: 15. Black with plastic hand handles |  | Not engraved | [7 empty] | Good condition | All in use.
Desk / Tables | Health |  | Qty: 5. Wood brown soft wood make |  | Not engraved | [7 empty] | Two in good condition, 3 are broken | The supplier delivered poor quality tables.
Filing Cabinet | Health |  | Qty: 2. Grey with lockers |  | Not engraved | [7 empty] | Good condition | All in use.
Non Residential Buildings | Health |  | Maternity Block: cream & maroon paint. Placenta pit: orange paint. The maternity block has a 10,000 litre capacity water tank on ground and a 3000 litre capacity water tank on a tank platform with a water pump. Another tank of 5000 litre capacity connected on water pipes from the roof. Pit latrine has two stances for both males and females with two bathrooms. Painted orange and cream / yellowish paint |  | Not engraved | [7 empty] | Good condition | All in use.
Residential Buildings | Health |  |  |  | Not engraved | [7 empty] | Functional | Not received. No staff accommodation at the facility.
NAME OF LG: TORORO DISTRICT LOCAL GOVERNMENT NAME OF HEALTH FACILITY: NAMWAYA HC III
Equipment/ Item | Department | Asset Number | Item | Life in Months | Tag Number ( engrave no.) | Date Of Purchase | Date Placed In Service | Recoverable cost | Cost | Acc Dep Cost | Net Book Value | Ytd Deprn | Equipment status | Remarks
Description
B.P. Machine, Digital | Health |  | Qty: 1. Kept in a grey container |  | Not engraved | [7 empty] | Good condition | In use.
B.P. Machine (Aneroid wall mounted) | Health |  | Qty: 3. Kept in a grey container |  | Not engraved | [7 empty] | Good condition | One in use. 2 in store.
Autoclave 20 Liters., Duo Operated | Health |  | Qty: 2. Stainless steel with black lining |  | Not engraved | [7 empty] | Good condition | In use. Another in store.
Bowl, Kick | Health |  | Qty: 2. Stainless steel with wheels |  | Not engraved | [7 empty] | Good condition | One in use. One in store.
Bowl Stand | Health |  | Qty: 3. Stainless steel with wheels |  | Not engraved | [7 empty] | Good condition | One in use; another in store.
Counting chamber Neubauer- Improved | Health |  | Qty: 2 |  | Not engraved | [7 empty] | Functional | Not seen.
Cupboard Steel, Lockable | Health |  | Qty: 4. Steel, cream with door lockable |  | Not engraved | [7 empty] | Good condition | All in use.
Drip Stand | Health |  | Qty: 1. Stainless stand with drip holder blue coloured |  | Not engraved | [7 empty] | Good condition | All in use.
ESR Stand | Health |  | Qty: 1. White base with stainless stands |  | Not engraved | [7 empty] | Good condition | In use.
Examination Couch | Health |  | Qty: 4. Metallic with black mattress |  | Not engraved | [7 empty] | Good condition | All in use.
Examination light, LED | Health |  | Qty: 4 |  | Not engraved | [7 empty] | Good condition | One in use; three in store.
Glucometer | Health |  | Qty: 4. On Call Plus |  | Not engraved | [7 empty] | Good condition | One in use; three are in store.
Haemoglobin Meter, Digital | Health |  | Qty: 3. White coloured |  | Not engraved | [7 empty] | Good condition | Two in use; one in store.
Height Meter | Health |  | Qty: 2. White in colour |  | Not engraved | [7 empty] | Functional | One in use; another in store.
Instrument Trolley | Health |  | Qty: 2. Stainless steel with wheels |  | Not engraved | [7 empty] | Good condition | All in use; one in delivery room, another in ANC.
Microscope Binocular | Health |  | Qty: 1. Black with white base |  | Not engraved | [7 empty] | Good condition | In use.
Otoscope | Health |  | Qty: 1. Stainless steel coloured |  | Not engraved | [7 empty] | Good condition | In use.
Patient Screen (in maternity) | Health |  | Qty: 4. Blue screen sheets and white stands |  | Not engraved | [7 empty] | Good condition | All in use; one in delivery.
Patient Trolley | Health |  | Qty: 2. Blue mattress |  | Not engraved | [7 empty] | Good condition | All in use; one in delivery.
Refrigerator, Basic | Health |  | Qty: 1. Grey, Chigo brand |  | Not engraved | [7 empty] | Good condition | In use.
Stethoscope | Health |  | Qty: 4. Black cord |  | Not engraved | [7 empty] | Good condition | Two in use; two in store.
Stop Watch | Health |  | Qty: 2. White with blue buttons |  | Not engraved | [7 empty] | Good condition | All in store.
Stretcher | Health |  | Qty: 1 |  | Not engraved | [7 empty] | Good condition | In use.
Stove, Gas | Health |  | Qty: 1. Still in the box |  | Not engraved | [7 empty] | Good condition | Received a gas plate.
Weighing Scale with Height Meter, Adult | Health |  | Qty: 2. White with screen |  | Not engraved | [7 empty] | Good condition | Two in use; one store.
Weighing Scale, Infant | Health |  | Qty: 4. Green and white box |  | Not engraved | [7 empty] | Good condition | One in use; two in store; one to Tororo Hospital.
Weighing Scale, Toddler | Health |  | Qty: 2. KINLEE EBSI-20 |  | Not engraved | [7 empty] | Good condition | One in use; another in store.
Wheel Chair | Health |  | Qty: 3 |  | Not engraved | [7 empty] | Good condition | All in use.
Audio Visual Equipment | Health |  |  |  | Not engraved | [7 empty] | Functional | Not received.
Medical Waste Bin | Health |  | Qty: 3. Stainless steel |  | Not engraved | [7 empty] | Good condition | All in use.
Wall Clock | Health |  | Qty: 5. QUARTZ white coloured |  | Not engraved | [7 empty] | Good condition | 4 in use; 1 in store.
Diagnostic Equipment Set for MCH | Health |  | Qty: 2. Stainless steel case |  | Not engraved | [7 empty] | Good condition | One in use; one in store.
Diagnostic Equipment Set for OPD | Health |  |  |  | Not engraved | [7 empty] | Not seen | Mixed up; not identifiable. They are in use mixed up; they don't know where it is stored.
Glassware Set, Laboratory, Basic | Health |  |  |  | Not engraved | [7 empty] | Not seen | Mixed up; not identifiable. They are in use mixed up; they don't know where it is stored.
Hollow Ware Set, Treatment | Health |  |  |  | Not engraved | [7 empty] | Not seen | Mixed up; not identifiable. They are in use mixed up; they don't know where it is stored.
Instrument Set, Dressing | Health |  | Qty: 2. Stainless steel |  | Not engraved | [7 empty] | Good condition | In use.
Instrument Set, Basic ENT | Health |  | Qty: 2. Kept in their cases |  | Not engraved | [7 empty] | Good condition | Not in use.
Instrument Set, Suture | Health |  |  |  | Not engraved | [7 empty] | Functional | Not received.
Pulse Oximeter, Hand held | Health |  | Qty: 3. Kept in a black case |  | Not engraved | [7 empty] | Good condition | All in use.
Bed, Adult Patient with Mattress | Health |  | Qty: 10. Metallic with a mattress black cover |  | Not engraved | [7 empty] | Good condition | All in use.
Bed, Pediatric Patient, With Mattress | Health |  | Qty: 5. Metallic covered with a mattress with a black cover |  | Not engraved | [7 empty] | Good condition | All in use.
Bedside Locker | Health |  |  |  | Not engraved | [7 empty] | Functional | Not received.
Cupboard, Instrument | Health |  |  |  | Not engraved | [7 empty] | Functional | Not received.
Delivery Bed, Hydraulic Manual | Health |  | Qty: 2. 1 blue and another pink coloured |  | Not engraved | [7 empty] | Good condition | All in use; one pink and another blue.
Oxygen Therapy Apparatus, Minimum 45L cylinder | Health |  |  |  | Not engraved | [7 empty] | Functional | Not received.
Resuscitator Manual, Infant, with all Mask sizes | Health |  | Qty: 3. Kept in white plastic containers |  | Not engraved | [7 empty] | Good condition | All in use.
Resuscitator Manual, Adult, with all mask sizes | Health |  | Qty: 3 |  | Not engraved | [7 empty] | Good condition | Two in use; one in store.
Suction Apparatus, (Electric) | Health |  | Qty: 1. Grey and white coloured |  | Not engraved | [7 empty] | Good condition | In use.
Nebulizer, Ultrasonic | Health |  | Qty: 1 |  | Not engraved | [7 empty] | Good condition | Not in use.
Oxygen Concentrator, Duo Flow | Health |  | Qty: 2. Grey and white coloured |  | Not engraved | [7 empty] | Good condition | In use in the delivery room; one in store.
Bench | Health |  | Qty: 4. Metallic stands with wooden sitting bases |  | Not engraved | [7 empty] | Good condition | All in use.
Disinfection Buckets | Health |  | Qty: 6. Green plastic |  | Not engraved | [7 empty] | Good condition | One broken; 4 in use.
Baby Cot | Health |  | Qty: 2. Not stainless steel |  | Not engraved | [7 empty] | Good condition | All in use in delivery room.
Diagnostic Equipment Set for Ward | Health |  | Qty: 1. Stainless steel |  | Not engraved | [7 empty] | Good condition | In use at OPD.
Hollow Ware Set, Ward | Health |  | Qty: 1. Stainless steel |  | Not engraved | [7 empty] | Good condition | All in use.
Instrument Set, Delivery | Health |  | Qty: 3. Stainless steel |  | Not engraved | [7 empty] | Good condition | All in use.
Instrument Set, Stitch Removing | Health |  | Qty: 1. Stainless steel |  | Not engraved | [7 empty] | Good condition | In use.
MVA Kit | Health |  | Qty: 3. A set with a big syringe-like instrument |  | Not engraved | [7 empty] | Good condition | All in use.
Stool, Laboratory | Health |  | Blue and black base |  | Not engraved | [7 empty] | Good condition | In use.
Penguin Sucker | Health |  | Qty: 3. Penguin shaped plastic |  | Not engraved | [7 empty] | Good condition | One given out to Nagongera Hospital; 2 in store.
Fetoscope, Dopplar | Health |  | Qty: 2. Whitish and blue |  | Not engraved | [7 empty] | Good condition | All in use.
Bubble CPAP | Health |  | Qty: 2 |  | Not engraved | [7 empty] | Good condition | All in store.
Centrifuge (Electric) | Health |  | Qty: 1. LC-04A white and blue colour; small plates |  | Not engraved | [7 empty] | Good condition | Not in use.
Kangaroo Mother Care Chair | Health |  | Qty: 1 |  | Not engraved | [7 empty] | Good condition | Fixed in ward.
Radiant Infant Warmer | Health |  | Qty: 1. Grey and creamish; lights |  | Not engraved | [7 empty] | Good condition | In use at delivery.
Haemoglobin Meter, Sahli | Health |  | Qty: 3 |  | Not engraved | [7 empty] | Good condition
Delivery Bed | Health |  | Qty: 2 |  | Not engraved | [7 empty] | Good condition | All in use. The facility received two delivery beds of the same make.
Examination light | Health |  |  |  | Not engraved | [7 empty] | Functional | Delivered only LED examination lights. The facility received only LED light examination lights.
Instrument set, ENT Basic for HCIII | Health |  | Qty: 2. Packed in a black case; stainless instruments |  | Not engraved | [7 empty] | Good condition | Not in use; still in store.
Bag Valve mask (Ambu Bag), Neonatal | Health |  | Qty: 3. All kept in plastic containers |  | Not engraved | [7 empty] | Good | All in use.
Incubator | Health |  |  |  | Not engraved | [7 empty] | Functional | Not received. Not delivered.
Office Chair | Health |  | Qty: 7. Black leather |  | Not engraved | [7 empty] | Good condition | Good; all in use.
Desk | Health |  | Qty: 6. Brown varnish, natural timber |  | Not engraved | [7 empty] | Good condition | All in use.
Filing Cabinet | Health |  | Qty: 2. Cream in colour with lockers |  | Not engraved | [7 empty] | Good condition | All in use.
Non Residential Buildings | Health |  | Placenta pit; waste decomposition pit; latrines (2 stances, 2 bathrooms for both male and female); OPD, Maternity Block with wards, waiting area, mini store, ANC room and cleaning room; fixed with water tanks of 10,000 litres on ground and others raised on tank stands with a pump |  | Not engraved | [7 empty] | Good condition | OPD, Maternity, waiting area, ANC.
Residential Buildings - One block of 2 units of 2 bedrooms each | Health |  | Painted orange and cream |  | Not engraved | [7 empty] | Good condition | All in use.
NAME OF LG: TORORO DISTRICT LOCAL GOVERNMENT NAME OF HEALTH FACILITY: SOP SOP HC III
Equipment/ Item | Department | Asset Number | Item | Life in Months | Tag Number ( engrave no.) | Date Of Purchase | Date Placed In Service | Recoverable cost | Cost | Acc Dep Cost | Net Book Value | Ytd Deprn | Equipment status | Remarks
Description
B.P. Machine, Digital | Health |  | Qty: 2. White with screen and cable |  | Not engraved | [7 empty] | Good condition | Functional and now being used in OPD and Immunization room.
B.P. Machine (Aneroid wall mounted) | Health |  | Qty: 2. Blue with wrap and stand |  | Not engraved | [7 empty] | Good condition | Functional in use in different department OPD & maternity ward.
Autoclave 20 Liters., Duo Operated | Health |  | Qty: 2. Stainless steel saucepan like with the timer and black stand |  | Not engraved | [7 empty] | Good condition | Functional but other is being kept in the store.
Bowl, Kick | Health |  | Qty: 2. Stainless Bucket |  | Not engraved | [7 empty] | Good condition | Functional but kept in the store.
Bowl Stand | Health |  | Qty: 2. Stainless steel stand |  | Not engraved | [7 empty] | Good condition | Functional one in store one in use.
Counting chamber Neubauer- Improved | Health |  |  |  | Not engraved | [7 empty] | Functional | Not seen.
Cupboard Steel, Lockable | Health |  | Qty: 5. Grey with grey and brown with both glass but metallic |  | Not engraved | [7 empty] | Good condition | Functional and seen in different offices.
Drip Stand | Health |  | Qty: 8. Stainless steel with blue in the middle and base |  | Not engraved | [7 empty] | Good condition | Functional some patient Adult ward, OPD and the maternity ward.
ESR Stand | Health |  |  |  | Not engraved | [7 empty] | Functional | Not seen. The person went with key when I am still counting at 2 pm.
Examination Couch | Health |  | Qty: 3. Black mattress and stainless steel stand |  | Not engraved | [7 empty] | Good condition | 1 Non functional one is in use in the OPD.
Examination light, LED | Health |  | Qty: 2. White stand with light |  | Not engraved | [7 empty] | Good condition | Functional in maternity and other 2 old ones.
Glucometer | Health |  | Qty: 2. Black big and black |  | Not engraved | [7 empty] | Good condition | Functional but kept in store.
Haemoglobin Meter, Digital | Health |  |  |  | Not engraved | [7 empty] | Functional | Not seen.
Height Meter | Health |  | Qty: 2. White ruler form with black base |  | Not engraved | [7 empty] | Good condition | Functional but kept in the store.
Instrument Trolley | Health |  | Qty: 4. Stainless steel metallic with stands |  | Not engraved | [7 empty] | Good condition | Functional but kept in the store.
Microscope Binocular | Health |  |  |  | Not engraved | [7 empty] | Functional | Not seen because the Incharge said that the person working there went with the key.
Otoscope | Health |  | Qty: 1. Black in the box |  | Not engraved | [7 empty] | Good condition | Functional but kept in the store.
Patient Screen | Health |  | Qty: 4. Blue with white stands |  | Not engraved | [7 empty] | Good condition | 1 spoiled and others are in use functional.
Patient Trolley | Health |  | Not seen |  | Not engraved | [7 empty] | Functional | Not seen. Kept in the store functional they use them when needed.
Refrigerator, Basic | Health |  | Qty: 1. Grey chigo |  | Not engraved |  | 4th-03-26 | [5 empty] | Good condition | Functional but kept in the midwife house.
Stethoscope | Health |  | Qty: 4. Black rubber tube and stainless top |  | Not engraved |  | 4th-03-26 | [5 empty] | Good condition | 3 are in use and 1 kept in the store but functional.
Stop Watch | Health |  |  |  | Not engraved | [7 empty] | Functional | None. Not seen.
Stretcher | Health |  | Qty: 1. White blue mattress |  | Not engraved |  | 4th-03-26 | [5 empty] | Good condition | Functional kept in the store in case they need to use it.
Stove, Gas | Health |  | Qty: 1. Boxer |  | Not engraved |  | 4th-03-26 | [5 empty] | Good condition | Functional but kept in the store.
Weighing Scale with Height Meter, Adult | Health |  | Qty: 2. White and black meter with screen; white with blue switch |  | Not engraved |  | 4th-03-26 | [5 empty] | Good condition | Functional but kept in the store.
Weighing Scale, Infant | Health |  | Qty: 2. White with screen and blue switch |  | Not engraved |  | 4th-03-26 | [5 empty] | Good condition | Functional and they are being used in OPD and maternity.
Weighing Scale, Toddler | Health |  | Qty: 2. Meter with blue baby paint |  | Not engraved |  | 4th-03-26 | [5 empty] | Good condition | Functional but kept in the store.
Wheel Chair | Health |  | Qty: 1. Grey and white |  | Not engraved | [7 empty] | Functional | Not seen physically. Taken by the staff at his home; that is what the Incharge told me.
Audio Visual Equipment | Health |  |  |  | Not engraved | [7 empty] | Functional | None.
Medical Waste Bin | Health |  | Qty: 6. Stainless steel metallic |  | Not engraved |  | 4th-03-26 | [5 empty] | Good condition | Functional and seen being use in different different department.
Wall Clock | Health |  | Qty: 4. White and grey with the clock in the middle |  | Not engraved |  | 4th-03-26 | [5 empty] | Good condition | Functional but being kept in the store.
Diagnostic Equipment Set for MCH | Health |  | Stainless steel containers |  | Not engraved |  | 4th-03-26 | [5 empty] | Good condition | Functional but kept in the store.
Diagnostic Equipment Set for OPD | Health |  |  |  | Not engraved | [7 empty] | Functional | None.
Glassware Set, Laboratory, Basic | Health |  | Boxes |  | Not engraved |  | 4th-03-26 | [5 empty] | Good condition | Functional but kept in the store.
Hollow Ware Set, Treatment | Health |  |  |  | Not engraved | [7 empty] | Functional | None.
Instrument Set, Dressing | Health |  | Stainless steel metals |  | Not engraved |  | 4th-03-26 | [5 empty] | Good condition | Functional but kept in the store.
Instrument Set, Basic ENT | Health |  | Qty: 2. Stainless steel metals |  | Not engraved |  | 4th-03-26 | [5 empty] | Good condition | Functional but kept in the store.
Instrument Set, Suture | Health |  |  |  | Not engraved | [7 empty] | Functional | None.
Pulse Oximeter, Hand held | Health |  | Qty: 2. White and black screen and wires |  | Not engraved |  | 4th-03-26 | [5 empty] | Good condition | Functional but kept in the store.
Bed, Adult Patient with Mattress | Health |  | Qty: 10. White stand and blue and black mattress |  | Not engraved |  | 4th-03-26 | [5 empty] | Good working condition | Functional and they are all in use with the mattress.
Bed, Pediatric Patient, With Mattress | Health |  | Qty: 2. White stand and black mattress |  | Not engraved |  | 4th-03-26 | [5 empty] | Good condition | Functional. Initially they got 4 but give 2 to Nagojela Hospit HC IV; broken stand but in use.
Bedside Locker | Health |  | Qty: 5. Grey metallic with blue lockers |  | Not engraved | [7 empty] | Not in good condition | They all have broken lockers but they are in use.
Cupboard, Instrument | Health |  | Qty: 1. Grey with glass insert |  | Not engraved |  | 4th-03-26 | [5 empty] | Good condition | Functional but seen in incharge office keeping files and records.
Delivery Bed, Hydraulic Manual | Health |  | Not seen |  | Not engraved | [7 empty] | Functional | Not seen. I was told that it was given to Nangojela Health Centre IV.
Oxygen Therapy Apparatus, Minimum 45L cylinder | Health |  | Qty: 2. Black and white top with Blue stand |  | Not engraved |  | 4th-03-26 | [5 empty] | Good condition | Functional. No gas and the incharge said they lack knowledge on how to fix it that why it is not in use.
Resuscitator Manual, Infant, with all Mask sizes | Health |  | Qty: 2. Colourless containers |  | Not engraved |  | 4th-03-26 | [5 empty] | Good condition | Functional but still kept in the store.
Resuscitator Manual, Adult, with all mask sizes | Health |  | Qty: 2. Colourless containers |  | Not engraved |  | 4th-03-26 | [5 empty] | Good condition | Functional but still kept in the store.
Suction Apparatus, (Electric) | Health |  | Qty: 2. Boxed |  | Not engraved |  | 4th-03-26 | [5 empty] | Good condition | Functional but still kept in the boxes in the store.
Nebulizer, Ultrasonic | Health |  | Qty: 1. Boxed |  | Not engraved |  | 4th-03-26 | [5 empty] | Good condition | Functional but kept in the store.
Oxygen Concentrator, Duo Flow | Health |  | Qty: 4. Boxed |  | Not engraved |  | 4th-03-26 | [5 empty] | Good condition | Functional but kept in the store; they lack training on how to operate it.
Bench | Health |  | Qty: 4. Wooden with metallic stand |  | Not engraved | [7 empty] | Good condition | 4 functional and seen on the waiting area maternity.
Disinfection Buckets | Health |  | Green with stainless handle |  | Not engraved |  | 4th-03-26 | [5 empty] | Good condition | 2 are in use 2 are in store but functional.
Baby Cot | Health |  | Qty: 1. Black mattress with stainless steel |  | Not engraved |  | 4th-03-26 | [5 empty] | Good condition | Kept them in the store not in use but the other 2 were not seen physically.
Diagnostic Equipment Set for Ward | Health |  | Qty: 2. Stainless steel metallic container that had metals |  | Not engraved |  | 4th-03-26 | [5 empty] | Good condition | Functional but kept in the store.
Hollow Ware Set, Ward | Health |  | Qty: 3. Stainless steel metallic |  | Not engraved |  | 4th-03-26 | [5 empty] | Good condition | Functional but kept in the store.
Instrument Set, Delivery | Health |  | Stainless steel metallic |  | Not engraved |  | 4th-03-26 | [5 empty] | Good condition | Functional but kept in the store.
Instrument Set, Stitch Removing | Health |  | Qty: 3. Stainless steel metallic |  | Not engraved |  | 27th-03-26 | [5 empty] | Good condition | Functional but kept in the store.
MVA Kit | Health |  | Qty: 4. With colourless container with red and white plastic |  | Not engraved |  | 4th-03-26 | [5 empty] | Good condition | 3 functional kept in the store but 1 in use.
Stool, Laboratory | Health |  |  |  | Not engraved | [7 empty] | Functional | Not seen. The person working in lab went with the key at 2 pm when am still counting.
Penguin Sucker | Health |  | Qty: 3. Colourless rubber in Penguin shape |  | Not engraved |  | 4th-03-26 | [5 empty] | Good condition | Functional but packed in the boxes in store.
Fetoscope, Dopplar | Health |  | Qty: 2. Black screen with Blue |  | Not engraved |  | 4th-03-26 | [5 empty] | Good condition | Functional but kept in the store.
Bubble CPAP | Health |  | Qty: 2. Blue touch white surface |  | Not engraved |  | 4th-03-26 | [5 empty] | Good condition | Functional but still kept in the store.
Centrifuge (Electric) | Health |  | Qty: 2. White colour with blue switch |  | Not engraved |  | 4th-03-26 | [5 empty] | Good condition | Functional but old; the 2 new ones are kept in the store.
Kangaroo Mother Care Chair | Health |  | Qty: 1. Brown with grey stands |  | Not engraved |  | 4th-03-26 | [5 empty] | Good condition | Functional but not in use yet kept in the store.
Radiant Infant Warmer | Health |  |  |  | Not engraved | [7 empty] | Functional | None.
Haemoglobin Meter, Sahli | Health |  |  |  | Not engraved | [7 empty] | Functional | Not seen. The Incharge had no idea where he kept it.
Delivery Bed | Health |  | Qty: 2. Black mattress with stainless steel stand |  | Not engraved | [7 empty] | Not in good condition | Not functional and another one in the labour suit but very old.
Examination light | Health |  | Qty: 3. White boxes |  | Not engraved |  | 4th-03-26 | [5 empty] | Good condition | Functional but they kept in the store.
Instrument set, ENT Basic for HCIII | Health |  |  |  | Not engraved | [7 empty] | Functional | None.
Bag Valve mask (Ambu Bag), Neonatal | Health |  | Qty: 1. Blue and colour brown |  | Not engraved |  | 4th-03-26 | [5 empty] | Good condition | Functional and being used in the labour suit.
Incubator | Health |  |  |  | Not engraved | [7 empty] | Functional | None.
Office Chair | Health |  | Qty: 7. Black leather handles and stainless steel stand |  | Not engraved |  | 4th-03-26 | [5 empty] | Good condition | Functional and seen in different department.
Desk | Health |  | Qty: 3. Wooden with Brown with Dark & Black metallic stands |  | Not engraved |  | 4th-03-26 | [5 empty] | Good condition | Functional 2 in art clinic 1 in the laboratory.
Filing Cabinet | Health |  | Qty: 2. Grey metallic |  | Not engraved |  | 4th-03-26 | [5 empty] | Good condition | Functional in different department.
Non Residential Buildings | Health |  | Maternity Building: sterile store; waiting room, post Natal, chronic care clinic, pediatric ward, female ward, Records room, labour suit, 1 block. Water tanks: metallic stand 3000 LTR; ground 10,000 LTR with Manual pump; 500 LTR around pit latrine area but not functional. 1 placenta pit cream & orange |  | Not engraved | [7 empty] | Good condition | They are all in good shape and functional except the 500 LTR at the pit latrine. Pediatric ward is a store with broken equipment other equipments.
Residential Buildings | Health |  | Staff houses 2 blocks: 1 self contained (2 bedroom, 2 sitting room, 2 stores, 2 bathroom & 2 Toilet); 1 not self contained; second block 3 units with 3 kitchen & inbuild kitchen outside. Pit latrines: cream & orange, 2 stances female, 2 male & 2 bathroom. Water tanks: 2 x 1000 LTR, 1 x 5000 LTR; the water pump is not working they are using Rain water |  | Not engraved | [7 empty] | Good condition | Functional and in good shape. Pit latrines functional but not in good shape. Functional but they were not commissioned.
NAME OF LG: TORORO MUNICIPAL COUNCIL NAME OF HEALTH FACILITY: KYAMWINULA HC III
Equipment/ Item | Department | Asset Number | Item | Life in Months | Tag Number ( engrave no.) | Date Of Purchase | Date Placed In Service | Recoverable cost | Cost | Acc Dep Cost | Net Book Value | Ytd Deprn | Equipment status | Remarks
Description
B.P. Machine, Digital | Health |  | Qty: 2. Timer black case |  | KYAM-BPA-01-UGIFT; KYAM-BPA-02-UGIFT | [7 empty] | Good condition | Functional OPD.
B.P. Machine (Aneroid wall mounted) | Health |  | Qty: 2. Timer and wall mounted; grey with the container |  | KYAM-BPA-01-UGIFT; KYAM-BPA-02-UGIFT | [7 empty] | Good condition | Functional in labour ward.
Autoclave 20 Liters., Duo Operated Electric | Health |  | Qty: 1. Stainless steel. 245-116/1 |  | KYAM-OCE-01-UGIFT | [7 empty] | Good condition | Functional; one in use and another one in store.
Bowl, Kick | Health |  | Qty: 2. Stainless steel |  | KYAM-BT-001-UGIFT; KYAM-BT-002-UGIFT | [7 empty] | Good condition | Functional labour / post natal ward.
Bowl Stand | Health |  | Qty: 3. Stainless steel stands |  | KYAM-BT-001-UGIFT; KYAM-BT-002-UGIFT; KYAM-BT-003-UGIFT | [7 empty] | Good condition | Functional in ANC, PNW and labour ward.
Counting chamber Neubauer-Improved | Health | Cat. No. 1103 | Qty: 1. Blue box; red in small tubes |  | Not engraved | [7 empty] | Good condition | Functional but kept in the store.
Cupboard Steel, Lockable | Health |  | Qty: 1. Grey with 2 doors |  | Not engraved | [7 empty] | Good condition | Functional.
Drip Stand | Health |  | Qty: 20. Stainless steel but blue in the middle |  | Not engraved | [7 empty] | Good condition | They are functional 20 in number but they are installed directly on the bed in the ward.
ESR Stand | Health |  | Qty: 1 |  | Not engraved | [7 empty] | Good condition | Kept in the store but functional.
Examination Couch | Health |  | Qty: 4. Black bed and grey handle |  | KYAM-EB-001-UGIFT | [7 empty] | Good condition | Functional injection, family planning, OPD and ANC.
Examination light, LED | Health |  | Qty: 3. White with touch |  | KYAM-EL-001-UGIFT; KYAM-EL-002; KYAM-EL-003 | [7 empty] | Good condition | Functional labour ward, OPD, family planning; one in the store.
Glucometer | Health | 103k3215037 | Qty: 4. Black with screen |  | KYAM-GM-01-UGIFT; KYAM-GM-02; KYAM-GM-03; KYAM-GM-04 | [7 empty] | Good condition | The strips are done but it is functional.
Haemoglobin Meter, Digital | Health |  | Qty: 4. In the big boxes |  | Not engraved | [7 empty] | Good condition | Functional; lab are kept in the store.
Height Meter | Health |  | Qty: 2. Ruler form; black base |  | KYAM-HM-001-UGIFT; KYAM-HM-002-UGIFT | [7 empty] | Good condition | Functional but kept in the store.
Instrument Trolley | Health |  | Qty: 1. Stainless steel |  | KYAM-T-001-UGIFT | [7 empty] | Good condition | Functional in labour and family planning.
Microscope Binocular | Health |  | Qty: 1 |  | KYAM-MB-001-UGIFT | [7 empty] | Good condition | Functional but in the store in the boxes.
Otoscope | Health |  | Qty: 2 |  | Not engraved | [7 empty] | Good condition | Functional but kept in the store.
Patient Screen | Health |  | Qty: 4. Blue cloth and stainless steel |  | Not engraved | [7 empty] | Good condition | Functional OPD (1), labour ward (1) x 2.
Patient Trolley | Health |  | Qty: 1. Blue bed; stainless steel stands |  | KYAM-TR-01-UGIFT | [7 empty] | Good condition | Functional and it is being used in maternity ward.
Refrigerator, Basic | Health |  | Qty: 1. Grey Chao; 2 doors |  | KYAM-RD-001-UGIFT | [7 empty] | Good condition | Functional and being used.
Stethoscope | Health |  | Qty: 3. Stainless steel; rubber and black ball |  | KYAM-C | [7 empty] | Good condition | Functional; 2 are in use; 5 are in the store.
Stop Watch | Health |  | Qty: 2. In the boxes |  | Not engraved | [7 empty] | Good condition | Functional and kept in the boxes.
Stretcher | Health |  | Qty: 1. Black with stainless steel stand |  | KYAM-S-01-UGIFT | [7 empty] | Good condition | Functional and being used.
Stove, Gas | Health |  |  |  | Not engraved | [7 empty] | Functional | None.
Weighing Scale with Height Meter, Adult | Health |  | Qty: 4. White with black stand and timer |  | KYAM-WSH-001-UGIFT; 002; 003; 004 | [7 empty] | Good condition | Functional in labour, OPD, ANC and EPI.
Weighing Scale, Infant | Health |  | Qty: 2. White with EBIT 20; grey white in colour with baby pant. max-20kg d-59 |  | KYAM-WSI-01-UGIFT; 02 | [7 empty] | Good condition | 1 in use; another in store; functional.
Weighing Scale, Toddler | Health | 13485 model NTAC | Qty: 2 |  | KYAM-WSI-01-UGIFT; 02 | [7 empty] | Good condition | 1 in labour functional and one in store.
Wheel Chair | Health |  | Qty: 3. Black with sit and wheel |  | KYAM-WC-01-UGIFT; 02; 03 | [7 empty] | Good condition | Functional and they are all being used.
Audio Visual Equipment | Health |  |  |  | Not engraved | [7 empty] | Functional | They didn't get.
Medical Waste Bin | Health |  | Qty: 3. Stainless steel |  | KYAM-WB-001-UGIFT; KYAM-WB-002-UGIFT; 003 | [7 empty] | Good condition | Functional being used in the labour ward, OPD and family planning.
Wall Clock | Health | 75818 | Qty: 5. White surface with number and black at the back |  | KYAM-WC-01-UGIFT; KYAM-WC-02-UGIFT; 03; 04; 05 | [7 empty] | Good working condition | Functional and are being used in different department.
Diagnostic Equipment Set for MCH | Health |  |  |  | Not engraved | [7 empty] | Functional | None.
Diagnostic Equipment Set for OPD | Health | ISO 13485 | Qty: 2. Stainless steel DG-OPD |  | KYAM-DES-01-UGIFT; 02 | [7 empty] | Good condition | Functional and they are used in OPD.
Glassware Set, Laboratory, Basic | Health |  | Qty: 2. They were in the boxes |  | Not engraved | [7 empty] | Good condition | They are still packed in the box.
Hollow Ware Set, Treatment | Health |  |  |  | Not engraved | [7 empty] | Functional | None.
Instrument Set, Dressing | Health |  | Qty: 2. Stainless steel |  | KYAM-DS-01-UGIFT; KYAM-DS-02 | [7 empty] | Good condition | Functional but one is kept in the store.
Instrument Set, Basic ENT | Health |  | Qty: 2. Stainless steel |  | KYAM-ENT-01-UGIFT; KYAM-ENT-02-UGIFT | [7 empty] | Good condition | Functional; 1 is in the store and another in use.
Instrument Set, Suture | Health |  |  |  | Not engraved | [7 empty] | Functional | None.
Pulse Oximeter, Hand held | Health |  | Qty: 3. White with screen input |  | KYAM-WO-01-UGIFT; KYAM-WO-02-UGIFT; 03 | [7 empty] | Good condition | Functional; 2 are kept in the store; one is being used.
Bed, Adult Patient with Mattress | Health |  | Qty: 20. Black with grey steel stands and handles |  | KYAM-AB-001-UGIFT through KYAM-AB-020-UGIFT | [7 empty] | Good condition | Functional and they are all being used in post natal and labour department.
Bed, Pediatric Patient, With Mattress | Health |  | Qty: 5. Black bed with white handle and stands |  | KYAM-PB-001-UGIFT; KYAM-PD-002-UGIFT; KYAM-PD-003-UGIFT; KYAM-PD-004-UGIFT; KYAM-PD-005-UGIFT | [7 empty] | Good condition | Functional and being used.
Bedside Locker | Health |  |  |  | Not engraved | [7 empty] | Functional | They did not received them.
Cupboard, Instrument | Health |  | Qty: 1. Metallic with glass front in brownish colour |  | KYAM-IC-001-UGIFT | [7 empty] | Good condition | Functional and being used in the wards.
Delivery Bed, Hydraulic Manual | Health |  | Qty: 2. Blue bed with black metal handles |  | KYAM-DB-001-UGIFT; KYAM-DB-002-UGIFT | [7 empty] | Good condition | Functional and used in labour.
Oxygen Therapy Apparatus, Minimum 45L cylinder | Health |  |  |  | Not engraved | [7 empty] | Functional | None.
Resuscitator Manual, Infant, with all Mask sizes | Health |  | Qty: 18. White colourless rubber bottle |  | KYAM-RM-001-UGIFT through 018 | [7 empty] | Good condition | Functional; 2 labour; other in store.
Resuscitator Manual, Adult, with all mask sizes | Health |  | Qty: 18. Colourless rubber |  | KYAM-RM-001 through 018 | [7 empty] | Good condition | Functional but in the store.
Suction Apparatus, (Electric) | Health | 25011300135 | Qty: 2. Yuwell 7A-23B glass bottles |  | KYAM-ESA-01-UGIFT; KYAM-ESA-02-UGIFT | [7 empty] | Good condition | Functional but in the store.
Nebulizer, Ultrasonic | Health | 20250331; 22050505 | Qty: 2 |  | KYAM-UN-01-UGIFT; KYAM-UN-02-UGIFT | [7 empty] | Good condition | Functional but in the store.
Oxygen Concentrator, Duo Flow | Health |  | Qty: 4 |  | Not engraved | [7 empty] | Good condition | Functional but kept in store because they no need at moment.
Bench | Health |  | Qty: 4. Brown wooden with black metallic stands |  | KYAM-B-001; KYAM-B-002; KYAM-B-003; KYAM-B-004 | [7 empty] | Good condition | Functional and being used in the family planning / breathing room.
Disinfection Buckets (red; white) | Health |  | Qty: 6. White in colour |  | KYAM-RM-01-UGIFT through KYAM-RM-06-UGIFT | [7 empty] | Good condition | Functional in labour ward but the red disinfection buckets are kept in the store.
Baby Cot | Health | 250280879 | Qty: 2. Black and blue bed with handles and stainless steel stands attached to the radiant warmer |  | KYAM-NB-001-UGIFT; KYAM-NB-002-UGIFT | [7 empty] | Good condition | Functional and its used in the patient wards.
Diagnostic Equipment Set for Ward | Health |  | Qty: 1. White container with blue handles. No bias |  | KYAM-DES-01-UGIFT | [7 empty] | Good condition | Functional but kept in the store.
Hollow Ware Set, Ward | Health |  | Qty: 1. Stainless steel |  | KYAM-HWS-001-UGIFT | [7 empty] | Good condition | Functional kept in the store.
Instrument Set, Delivery | Health |  | Qty: 5. Stainless steel |  | KYAM-IS-01-UGIFT | [7 empty] | Good condition | Functional but 2 are in the store.
Instrument Set, Stitch Removing | Health |  |  |  | Not engraved | [7 empty] | Functional | None; they didn't receive.
MVA Kit | Health |  | Qty: 3 |  | KYAM-MVA-01-UGIFT; KYAM-MVA-02-UGIFT; KYAM-MVA-03-UGIFT | [7 empty] | Good condition | Functional but 2 are kept in the store.
Stool, Laboratory | Health |  | Qty: 2. Black and blue sit and stainless steel handles |  | KYAM-LL-001-UGIFT; KYAM-LL-002-UGIFT | [7 empty] | Good condition | Functional in the laboratory.
Penguin Sucker | Health |  | Qty: 6. Clear / all rubber in penguin shape |  | Not engraved | [7 empty] | Functional | In use functional but kept. Not engraved because they had no hope to engrave it.
Fetoscope, Doppler | Health | model JPD-100B | Qty: 2. White with blue cover and touch |  | KYAM-FD-01-UGIFT; KYAM-FD-02-UGIFT | [7 empty] | Functional | In use functional - labour and other kept in the store.
Bubble CPAP | Health |  | Qty: 2. Blue rubber tube and light green cover |  | Not engraved | [7 empty] | Good condition | Functional but kept in the store.
Centrifuge (Electric) | Health | model LC-04A | Qty: 1. Light blue on top and white at bottom |  | KYAM-CE-01-UGIFT | [7 empty] | Good condition | Functional and being used in the lab.
Kangaroo Mother Care Chair | Health |  | Qty: 1. Brownish and strong |  | KYAM-KMC-001-UGIFT | [7 empty] | Good condition | Functional and being used.
Radiant Infant Warmer | Health | 250280379 | Qty: 1. BRW-300B 1000VA |  | KYAM-RIW-01-UGIFT | [7 empty] | Not in good condition | The power stabilizer was burnt from the voltage unit of the radiant infant warmer.
Haemoglobin Meter, Sahli | Health |  | Qty: 1. Box in the store |  | Not engraved | [7 empty] | Good condition | Functional but still packed in its box kept in the store.
Delivery Bed | Health |  |  |  | Not engraved | [7 empty] | Functional | None.
Examination light | Health |  | Qty: 2. White but installed |  | Not engraved | [7 empty] | Good condition | Functional. They have them but the installed they do not have a separate area.
Instrument set, ENT Basic for HCIII | Health |  | Qty: 2. Stainless steel |  | KYAM-ENT-001-UGIFT | [7 empty] | Good condition | Functional. It is being used and another in the store.
Bag Valve mask (Ambu Bag), Neonatal | Health |  |  |  | Not engraved | [7 empty] | Functional | They did not received them.
Incubator | Health |  |  |  | Not engraved | [7 empty] | Functional | They didn't receive it.
Office Chair | Health |  | Qty: 4. Black in colour; black sit and stainless handles |  | KYAM-OC-001-UGIFT; KYAM-OC-002-UGIFT; KYAM-OC-003-UGIFT; KYAM-OC-004-UGIFT | [7 empty] | Good condition | Functional and are used in different offices.
Desk | Health |  | Qty: 3. Wooden brown with metallic stand |  | KYAM-TB-001-UGIFT; KYAM-TB-002-UGIFT; KYAM-TB-003-UGIFT | [7 empty] | Good condition | Functional and used in OPD and other department.
Filing Cabinet | Health |  | Qty: 2. Grey colour and metallic |  | KYAM-FC-001/UGIFT; KYAM-FC-002/UGIFT | [7 empty] | Good condition | Functional and being used in OPD / MCH.
Non Residential Buildings | Health |  | 1 placenta pit; maternity building - block with waiting and post natal room; pit latrine yellowish and brown - latrine 4 stance / 1 waste / 4 bathroom stance; water tanks: 2 tanks Gandex 10,000 LTR each; 1 tank 3,000 LTR; functional but the water pump got spoiled to pump water in the big tanks |  | RAK-BOLD EDGE IV (maternity) | [7 empty] | Good condition | Functional and commissioned.
Residential Buildings - staff quarter; 1 block with 2 units | Health |  | Qty: 1. 1 block with each with 2 units; toilets - 2 toilets each unit; 2 bathroom in each unit; water tank - 1 x 5,000 LTR; 2 × 1,000 LTR |  | Not engraved | [7 empty] | Good condition | Functional.
Cupboard with glass | Health |  | Qty: 3. Brown with white doors |  | KYAM-LC-002-UGIFT; KYAM-LC-003-UGIFT | [7 empty] | Good condition | Functional in OPD.
Autoclave, Gas | Health |  | Qty: 1. Stainless steel |  | KYAM-OCE-02-UGIFT | [7 empty] | Good condition | Functional; one in use and another one in store.
NAME OF LG: BUDUDA DISTRICT LOCAL GOVERNMENT NAME OF HEALTH FACILITY: BUBUNGI HC III
Equipment/ Item | Department | Asset Number | Item | Life in Months | Tag Number ( engrave no.) | Date Of Purchase | Date Placed In Service | Recoverable cost | Cost | Acc Dep Cost | Net Book Value | Ytd Deprn | Equipment status | Remarks
Description
B.P. Machine, Digital | MCH / OPD |  | Qty: 2. Has an electronic upper arm |  | Not engraved | [7 empty] | Functional
B.P. Machine (Aneroid wall mounted) | MCH |  | Qty: 2. Has a hand bulb pump |  | Not engraved | [7 empty] | Functional
Autoclave 20 Liters.,Duo Operated | MCH ward |  | Qty: 1. Steam steriliser tool |  | Not engraved | [7 empty] | Functional
Bowl, Kick | MCH |  | Qty: 1. Stainless with bucket |  | Not engraved | [7 empty] | Functional
Bowl Stand | Health |  | Basin like stainless tool |  | Not engraved | [7 empty] | Functional
Counting chamber Neubauer- Improved | Laboratory |  | Qty: 2. Has a glass microscope |  | Not engraved | [7 empty] | Functional
Cupboard Steel, Lockable | In-charge office |  | Qty: 2. Has swing doors |  | Not engraved | [7 empty] | Functional
Drip Stand | MCH / Postnatal ward |  | Qty: 8. Hooked made for bottle holding |  | Not engraved | [7 empty] | Functional
ESR Stand | Laboratory |  | Qty: 1. Aligned vertically |  | Not engraved | [7 empty] | Functional
Examination Couch | Maternity ward / OPD |  | Qty: 2. Made of height adjustable |  | Not engraved | [7 empty] | Functional
Examination light,LED | MCH |  | Qty: 2. With head light component |  | Not engraved | [7 empty] | Functional
Glucometer | Laboratory |  | Qty: 2. Striped with lancets |  | Not engraved | [7 empty] | Functional
Haemoglobin Meter, Digital | Laboratory |  | Qty: 2. Hand handled with specs |  | Not engraved | [7 empty] | Functional
Height Meter | MCH / OPD |  | Qty: 1. Fixed with headpiece |  | Not engraved | [7 empty] | Functional
Instrument Trolley | MCH / OPD |  | Qty: 1. Movable with rails wheels |  | Not engraved | [7 empty] | Functional
Microscope Binocular | Laboratory |  | Qty: 1. Ocular lens made |  | Not engraved | [7 empty] | Functional
Otoscope | OPD / Store |  | Qty: 1. Handheld with lens |  | Not engraved | [7 empty] | Functional
Patient Screen | MCH / Postnatal ward |  | Qty: 4. Standing curtains |  | Not engraved | [7 empty] | Functional
Patient Trolley | Labour suite |  | Qty: 1. Made of casters |  | Not engraved | [7 empty] | Functional
Refrigerator, Basic | In-charge office |  | Qty: 1. Has double door |  | Not engraved | [7 empty] | Functional
Stethoscope | MCH / Postnatal ward |  | Qty: 4. Has stern valve |  | Not engraved | [7 empty] | Functional | Description reading of stern / stem valve is soft.
Stop Watch | MCH |  | Qty: 2. Reset / pause featured |  | Not engraved | [7 empty] | Functional
Stretcher | MCH / OPD |  | Qty: 1. Wheeled gurney |  | Not engraved | [7 empty] | Functional
Stove, Gas | Laboratory |  | Qty: 1. Has a cooktop |  | Not engraved | [7 empty] | Functional
Weighing Scale with Height Meter, Adult | OPD |  | Qty: 2. Has meter reading feature |  | Not engraved | [7 empty] | Functional
Weighing Scale, Infant | OPD |  | Qty: 2. Stainless with bag |  | Not engraved | [7 empty] | Functional
Weighing Scale, Toddler | OPD |  | Qty: 2. Stainless tray movable |  | Not engraved | [7 empty] | Functional
Wheel Chair | MCH / OPD |  | Has a rest arm |  | Not engraved | [7 empty] | Functional
Audio Visual Equipment | Laboratory |  |  |  | Not engraved | [7 empty] | Functional | 00 written in the count and description columns.
Medical Waste Bin | MCH |  | Made of pedals / metallic |  | Not engraved | [7 empty] | Functional | N/R written in the count column.
Wall Clock | OPD / Postnatal ward |  | Qty: 4. Decorative mounted on wall |  | Not engraved | [7 empty] | Functional
Diagnostic Equipment Set for MCH | MCH |  | Qty: 2. Has surgical scoped tool |  | Not engraved | [7 empty] | Functional
Diagnostic Equipment Set for OPD | OPD |  | Qty: 2. Triage pack set |  | Not engraved | [7 empty] | Functional
Glassware Set, Laboratory, Basic | Laboratory |  | Qty: 2. Silicate made |  | Not engraved | [7 empty] | Functional
Hollow Ware Set, Treatment | MCH |  | Qty: 3. Container with tools |  | Not engraved | [7 empty] | Functional
Instrument Set, Dressing | OPD |  | Qty: 2. Sterile tools |  | Not engraved | [7 empty] | Functional
Instrument Set, Basic ENT | OPD |  | Qty: 3. Has mirrors |  | Not engraved | [7 empty] | Functional
Instrument Set, Suture | OPD |  | Scalp made |  | Not engraved | [7 empty] | Functional
Pulse Oximeter, Hand held | MCH |  | Qty: 2. Plastic finger reader |  | Not engraved | [7 empty] | Functional
Bed, Adult Patient with Mattress | MCH ward |  | Qty: 10. Adjustable with rails, movable |  | Not engraved | [7 empty] | Functional
Bed, Pediatric Patient, With Mattress | MCH |  | Qty: 5. Adjustable |  | Not engraved | [7 empty] | Functional
Bedside Locker | Postnatal ward |  | Has lockers wooden |  | Not engraved | [7 empty] | Functional
Cupboard, Instrument | MCH |  | Qty: 1. Glassy made with key locker |  | Not engraved | [7 empty] | Functional
Delivery Bed, Hydraulic Manual | Labour suite |  | Qty: 1. Has foot pump |  | Not engraved | [7 empty] | Functional
Oxygen Therapy Apparatus, Minimum 45L cylinder | Store |  | Qty: 1. Made of tubes |  | Not engraved | [7 empty] | Functional
Resuscitator Manual, Infant, with all Mask sizes | Labour suite |  | Qty: 2. Handheld with bag reservoir valve |  | Not engraved | [7 empty] | Functional
Resuscitator Manual, Adult, with all mask sizes | Labour suite |  | Qty: 2. Handled with reservoir |  | Not engraved | [7 empty] | Functional
Suction Apparatus, (Electric) | Laboratory |  | Qty: 2. Battery operated electronically |  | Not engraved | [7 empty] | Functional
Nebulizer, Ultrasonic | Laboratory |  | Qty: 1. Chargeable with battery |  | Not engraved | [7 empty] | Functional
Oxygen Concentrator, Duo Flow | Postnatal ward / Store |  | Qty: 4. Medical tool chargeable |  | Not engraved | [7 empty] | Functional
Bench | OPD |  | Qty: 4. Wood made with covers |  | Not engraved | [7 empty] | Available and in use in good
Disinfection Buckets | Maternity ward |  | Qty: 6. Plastic made for linen treatment |  | Not engraved | [7 empty] | Functional
Baby Cot | MCH |  | Qty: 5. Made with mattress |  | Not engraved | [7 empty] | Functional
Diagnostic Equipment Set for Ward | MCH |  | Qty: 3. Scoped with equipments |  | Not engraved | [7 empty] | Functional
Hollow Ware Set, Ward | MCH ward |  | Qty: 3. Surgical tools |  | Not engraved | [7 empty] | Functional
Instrument Set, Delivery | Labour suite |  | Qty: 2. Stainless medical tool |  | Not engraved | [7 empty] | Functional
Instrument Set, Stitch Removing | General ward / OPD |  | Qty: 2. Has scissors needle |  | Not engraved | [7 empty] | Functional
MVA Kit | Labour suite |  | Qty: 2. Made of valve and hand held |  | Not engraved | [7 empty] | Functional
Stool, Laboratory | Laboratory |  | Qty: 1. Rolling / movable |  | Not engraved | [7 empty] | Functional
Penguin Sucker | Labour suite |  | Qty: 2. Plastic made with carry handle |  | Not engraved | [7 empty] | Functional
Fetoscope, Doppler | Maternity ward |  | Qty: 2 |  | Not engraved | [7 empty] | Functional
Bubble CPAP | MCH |  | Qty: 2. Surgical tools made of timber |  | Not engraved | [7 empty] | Functional
Centrifuge (Electric) | Laboratory |  | Qty: 2. New control panel |  | Not engraved | [7 empty] | Functional
Kangaroo Mother Care Chair | Labour suite |  | Qty: 1. Castor made |  | Not engraved | [7 empty] | Functional
Radiant Infant Warmer | Health |  |  |  | Not engraved | [7 empty] | Functional | 00 written in the count column.
Haemoglobin Meter, Sahli | Laboratory |  | Has stirring rod, glass |  | Not engraved | [7 empty] | Functional
Delivery Bed | Antenatal ward / Labour suite |  | Qty: 1 |  | Not engraved | [7 empty] | Functional | Handwritten addition on the penguin-to-cheatle page.
Examination light | Labour suite |  | Qty: 2. Covered with macintosh stainless |  | Not engraved | [7 empty] | Functional | Handwritten addition on the penguin-to-cheatle page.
Instrument set, ENT Basic for HCIII | Maternity ward / OPD / Postnatal ward |  | Qty: 3. Basic surgery equipment with mirror |  | Not engraved | [7 empty] | Functional
Bag Valve mask (Ambu Bag), Neonatal | Labour suite |  | Qty: 2. Hand handled with inflating bag |  | Not engraved | [7 empty] | Functional | Handwritten Ambu Bag line on the ENT-to-desk page.
Incubator | Health |  |  |  | Not engraved | [7 empty] | Functional | N/R written in the count column.
Office Chair | In-charge office / MCH |  | Qty: 4. Adjustable with mesh back |  | Not engraved | [7 empty] | Functional | Page also labels the line Swivel chair.
Desk | OPD |  | Qty: 3. Flat work space |  | Not engraved | [7 empty] | Functional | Page also labels the line Office desks; NR appears beside the count.
Filing Cabinet | MCH / OPD |  | Qty: 2. Metallic with multiple drawers |  | Not engraved | [7 empty] | Available and kept in store
Residential Buildings - staff quarters | Staff housing |  | Qty: 7. 2 stance building |  | Not engraved | [7 empty] | Functional
Non Residential Buildings - toilets / latrine Masonry pit | General |  | Qty: 3 |  | Not engraved |  | Opened in the month of October 2025 | [5 empty] | Assets are available and used in good condition | Assets are not engraved / named by UgIFT
Mid Upper Arm Tape | MCH |  | Qty: 4. 6-59 months instrument equipment |  | Not engraved | [7 empty] | Functional
NAME OF LG: BUDUDA DISTRICT LOCAL GOVERNMENT NAME OF HEALTH FACILITY: BUDUDA HC III
Equipment/ Item | Department | Asset Number | Item | Life in Months | Tag Number ( engrave no.) | Date Of Purchase | Date Placed In Service | Recoverable cost | Cost | Acc Dep Cost | Net Book Value | Ytd Deprn | Equipment status | Remarks
Description
B.P. Machine, Digital | MCH / OPD |  | Qty: 2 |  | Not engraved |  | 2025 | [5 empty] | Functional | A dash stands in the cost column.
B.P. Machine (Aneroid wall mounted) | MCH / OPD |  | Qty: 2 |  | Not engraved |  | 2025 |  | 400,000/= each |  |  |  | Functional
Autoclave 20 Liters.,Duo Operated | MCH |  | Qty: 2 |  | Not engraved |  | 2025 |  | 899,000/= each |  |  |  | Functional
Bowl, Kick | MCH |  | Qty: 2 |  | Not engraved |  | 2025 |  | 150,000/= each |  |  |  | Functional
Bowl Stand | MCH |  | Qty: 3 |  | Not engraved |  | 2025 |  | 299,800/= |  |  |  | Functional
Counting chamber Neubauer- Improved | Laboratory |  | Qty: 2 |  | Not engraved |  | 2025 |  | 230,000/= |  |  |  | Functional
Cupboard Steel, Lockable | General |  | Qty: 2 |  | Not engraved |  | 2025 |  | 1,353,000/= each |  |  |  | Functional
Drip Stand | General ward |  | Qty: 13 |  | Not engraved |  | 2025 |  | 400,000/= each |  |  |  | Functional
ESR Stand | Health |  | Qty: 2 |  | Not engraved |  | 2025 |  | 190,000/= each |  |  |  | Functional
Examination Couch | MCH |  | Qty: 4 |  | Not engraved |  | 2025 |  | 700,000/= each |  |  |  | Functional
Examination light,LED | General ward |  |  |  | Not engraved | [7 empty] | Functional | A dash stands in the count and the cost columns.
Glucometer | Laboratory |  | Qty: 4 |  | Not engraved |  | 2025 |  | 261,500/= each |  |  |  | Functional | Came with expired strips.
Haemoglobin Meter, Digital | Laboratory |  |  |  | Not engraved | [7 empty] | Functional | A dash stands in the count and the cost columns.
Height Meter | MCH / OPD |  |  |  | Not engraved | [7 empty] | Functional | A dash stands in the count and the cost columns.
Instrument Trolley | MCH |  | Qty: 4 |  | Not engraved |  | 2025 |  | 741,000/= each |  |  |  | Functional
Microscope Binocular | Laboratory |  | Qty: 2 |  | Not engraved |  | 2025 |  | 1,400,000/= each |  |  |  | Functional
Otoscope | Health |  |  |  | Not engraved | [7 empty] | Functional | A dash stands in the count column and no cost or status is written.
Patient Screen | Laboratory |  | Qty: 8 |  | Not engraved |  | 2025 |  | 469,500/= each |  |  |  | Functional
Patient Trolley | General ward |  |  |  | Not engraved | [7 empty] | Functional | A dash stands in the count column and no cost or status is written.
Refrigerator, Basic | General |  | Qty: 3 |  | Not engraved |  | 2025 |  | 4,300,000/= |  |  |  | Functional
Stethoscope | MCH / OPD |  | Qty: 8 |  | Not engraved |  | 2025 |  | 150,000/= |  |  |  | Functional
Stop Watch | General ward |  |  |  | Not engraved | [7 empty] | Not received | A dash stands in the count column.
Stretcher | General ward |  | Qty: 3 |  | Not engraved |  | 2025 |  | 550,000/= |  |  |  | Functional
Stove, Gas | Kitchen |  | Qty: 2 |  | Not engraved |  | 2025 |  | 498,500/= |  |  |  | Functional
Weighing Scale with Height Meter, Adult | General ward |  | Qty: 4 |  | Not engraved |  | 2025 |  | 130,000/= |  |  |  | Functional
Weighing Scale, Infant | MCH |  | Qty: 4 |  | Not engraved |  | 2025 |  | 463,500/= |  |  |  | Functional
Weighing Scale, Toddler | MCH / OPD |  | Qty: 2 |  | Not engraved |  | 2025 |  | 450,000/= |  |  |  | Functional
Wheel Chair | General |  | Qty: 5 |  | Not engraved |  | 2025 |  | 610,000/= |  |  |  | Functional
Audio Visual Equipment | Laboratory |  | Qty: 2 |  | Not engraved |  | 2025 |  | 2,000,000/= |  |  |  | Functional
Medical Waste Bin | General ward |  | Qty: 20 |  | Not engraved |  | 2025 |  | 220,000/= |  |  |  | Functional
Wall Clock | General |  | Qty: 7 |  | Not engraved |  | 2025 |  | 155,000/= |  |  |  | 1 faulty or not working
Diagnostic Equipment Set for MCH | MCH |  | Qty: 2 |  | Not engraved |  | 2025-08-07 | [5 empty] | Functional | A dash stands in the cost column.
Diagnostic Equipment Set for OPD | OPD |  | Qty: 2 |  | Not engraved |  | 2025-08-07 |  | 14,006,496/= |  |  |  | Functional | The leading figure of the cost is written over.
Glassware Set, Laboratory, Basic | Laboratory |  | Qty: 2 |  | Not engraved |  | 2025-08-07 |  | 443,352/= |  |  |  | Functional
Hollow Ware Set, Treatment | General |  | Qty: 2 |  | Not engraved |  | 2025-08-07 |  | 29,841,218/= |  |  |  | Functional
Instrument Set, Dressing | General |  | Qty: 4 |  | Not engraved |  | 2025-08-07 |  | 547,310/= |  |  |  | Functional
Instrument Set, Basic ENT | MCH / OPD |  | Qty: 2 |  | Not engraved |  | 2025-08-07 |  | 1,681,680/= |  |  |  | Functional
Instrument Set, Suture | MCH |  | Qty: 3 |  | Not engraved |  | 2025-08-07 |  | 627,381/= |  |  |  | Functional
Pulse Oximeter, Hand held | OPD |  | Qty: 2 |  | Not engraved |  | 2025-08-07 | [5 empty] | Functional | A dash stands in the cost column.
Bed, Adult Patient with Mattress | General ward |  | Qty: 20 |  | Not engraved |  | 2025-08-07 |  | 1,000,000/= |  |  |  | Functional
Bed, Pediatric Patient, With Mattress | MCH / OPD |  | Qty: 10 |  | Not engraved |  | 2025-08-07 | [5 empty] | Functional | A dash stands in the cost column.
Bedside Locker | General ward |  | Qty: 10 |  | Not engraved |  | 2025-08-07 | [5 empty] | 1 damaged or faulty | A dash stands in the cost column.
Cupboard, Instrument | General |  | Qty: 4 |  | Not engraved |  | 2025-08-07 |  | 1,801,500/= each |  |  |  | Functional
Delivery Bed, Hydraulic Manual | MCH |  | Qty: 2 |  | Not engraved |  | 2025-08-07 |  | 5,500,000/= each |  |  |  | Functional
Oxygen Therapy Apparatus, Minimum 45L cylinder | MCH / Theatre |  | Qty: 4 |  | Not engraved |  | 2025-08-07 |  | 1,900,000/= each |  |  |  | Functional
Resuscitator Manual, Infant, with all Mask sizes | MCH |  | Qty: 10 |  | Not engraved |  | 2025-08-07 |  | 400,000/= each |  |  |  | Functional
Resuscitator Manual, Adult, with all mask sizes | General |  | Qty: 11 |  | Not engraved |  | 2025-08-07 |  | 400,000/= each |  |  |  | Functional
Suction Apparatus, (Electric) | MCH |  | Qty: 4 |  | Not engraved |  | 2025-08-07 |  | 1,800,000/= each |  |  |  | Functional
Nebulizer, Ultrasonic | Laboratory |  | Qty: 2 |  | Not engraved |  | 2025-08-07 |  | 583,500/= each |  |  |  | Functional
Oxygen Concentrator, Duo Flow | MCH |  | Qty: 2 |  | Not engraved |  | 2025-08-07 |  | 4,000,000/= each |  |  |  | Functional
Bench | General |  | Qty: 4 |  | Not engraved |  | 2025-08-07 |  | 760,000/= each |  |  |  | Functional
Disinfection Buckets | MCH |  | Qty: 6 |  | Not engraved |  | 2025-08-07 | [5 empty] | Functional | No price is written against this line.
Baby Cot | MCH |  | Qty: 5 |  | Not engraved |  | 2025-08-07 |  | 1,100,000/= |  |  |  | Functional
Diagnostic Equipment Set for Ward | General ward |  | Qty: 2 |  | Not engraved |  | 2025-08-07 |  | 963,144/= |  |  |  | Functional
Hollow Ware Set, Ward | General |  | Qty: 2 |  | Not engraved |  | 2025-08-07 |  | 3,464,643/= |  |  |  | Functional
Instrument Set, Delivery | MCH |  | Qty: 2 |  | Not engraved |  | 2025-08-07 |  | 768,504/= |  |  |  | Functional
Instrument Set, Stitch Removing | MCH / OPD |  | Qty: 2 |  | Not engraved |  | 2025-08-07 |  | 627,381/= |  |  |  | Functional
MVA Kit | MCH |  | Qty: 5 |  | Not engraved |  | 2025-08-07 |  | 530,000/= |  |  |  | Functional
Stool, Laboratory | Laboratory |  | Qty: 3 |  | Not engraved |  | 2025-08-07 |  | 420,000/= |  |  |  | Functional
Penguin Sucker | MCH |  | Qty: 6 |  | Not engraved |  | 2025-08-07 |  | 40,000/= |  |  |  | Functional
Fetoscope, Doppler | MCH |  | Qty: 3 |  | Not engraved |  | 2025-08-07 |  | 50,000/= |  |  |  | Functional
Bubble CPAP | Health |  | Qty: 2 |  | Not engraved |  | 2025-08-07 | [5 empty] | Functional | No price is written against this line.
Centrifuge (Electric) | Laboratory |  | Qty: 2 |  | Not engraved |  | 2025-08-07 |  | 1,200,000/= |  |  |  | Functional
Kangaroo Mother Care Chair | MCH |  | Qty: 1 |  | Not engraved |  | 2025-08-07 |  | 2,100,000/= |  |  |  | Functional
Radiant Infant Warmer | MCH |  | Qty: 1 |  | Not engraved |  | 2025-08-07 |  | 11,700,000/= |  |  |  | Functional
Haemoglobin Meter, Sahli | Laboratory |  | Qty: 2 |  | Not engraved |  | 2025-08-07 |  | 185,000/= |  |  |  | Functional
Delivery Bed | MCH |  | Qty: 2 |  | Not engraved |  | 2025-08-07 |  | 5,500,000/= |  |  |  | Functional
Examination light | MCH / OPD |  | Qty: 4 |  | Not engraved |  | 2025-08-07 |  | 1,000,000/= |  |  |  | Functional
Instrument set, ENT Basic for HCIII | Health |  |  |  | Not engraved | [7 empty] | Functional | A dash stands in the count and the cost columns.
Bag Valve mask (Ambu Bag), Neonatal | MCH |  | Qty: 15 |  | Not engraved |  | 2025-08-07 |  | 400,000/= |  |  |  | Functional
Incubator | MCH |  |  |  | Not engraved | [7 empty] | Functional | A dash stands in the count column and no cost or status is written.
Office Chair | General ward |  | Qty: 7 |  | Not engraved |  | 2025-08-07 |  | 695,000/= |  |  |  | Functional
Desk | General ward |  | Qty: 5 |  | Not engraved |  | 2025-08-07 |  | 745,000/= |  |  |  | Functional
Filing Cabinet | General ward |  | Qty: 4 |  | Not engraved |  | 2025-08-07 |  | 2,595,000/= |  |  |  | Functional
Non Residential Buildings | MCH / OPD |  | Qty: 5 |  | Not engraved | [7 empty] | Functional
Residential Buildings | Health |  | Qty: 2 |  | Not engraved | [7 empty] | Functional
NAME OF LG: BUDUDA DISTRICT LOCAL GOVERNMENT NAME OF HEALTH FACILITY: BUMUSI HC III
Equipment/ Item | Department | Asset Number | Item | Life in Months | Tag Number ( engrave no.) | Date Of Purchase | Date Placed In Service | Recoverable cost | Cost | Acc Dep Cost | Net Book Value | Ytd Deprn | Equipment status | Remarks
Description
B.P. Machine, Digital | MCH / OPD |  | Qty: 4 |  | Not engraved |  | 2024 | [5 empty] | Functional
B.P. Machine (Aneroid wall mounted) | MCH / OPD |  | Qty: 1 |  | Not engraved |  | 2024 | [5 empty] | Functional
Autoclave 20 Liters.,Duo Operated | MCH |  | Qty: 2 |  | Not engraved |  | 2024 | [5 empty] | Functional
Bowl, Kick | MCH |  | Qty: 2 |  | Not engraved |  | 2024 | [5 empty] | Functional
Bowl Stand | Health |  | Qty: 3 |  | Not engraved |  | 2024 | [5 empty] | Functional
Counting chamber Neubauer- Improved | Laboratory |  | Qty: 2 |  | Not engraved |  | 2024 | [5 empty] | Functional
Cupboard Steel, Lockable | General ward |  | Qty: 6 |  | Not engraved |  | 2024 | [5 empty] | Functional
Drip Stand | General ward |  | Qty: 15 |  | Not engraved |  | 2024 | [5 empty] | Functional
ESR Stand | Health |  | Qty: 2 |  | Not engraved |  | 2024 | [5 empty] | Functional
Examination Couch | MCH |  | Qty: 4 |  | Not engraved |  | 2024 | [5 empty] | Functional
Examination light,LED | General ward |  | Qty: 3 |  | Not engraved |  | 2024 | [5 empty] | Functional
Glucometer | Laboratory |  | Qty: 2 |  | Not engraved |  | 2024 | [5 empty] | Functional
Haemoglobin Meter, Digital | Laboratory |  |  |  | Not engraved |  | 2024 | [5 empty] | Functional | A dash is written in the count column.
Height Meter | MCH / OPD |  | Qty: 2 |  | Not engraved |  | 2024 | [5 empty] | Functional
Instrument Trolley | MCH |  | Qty: 4 |  | Not engraved |  | 2024 | [5 empty] | Functional
Microscope Binocular | Laboratory |  | Qty: 2 |  | Not engraved |  | 2024 | [5 empty] | Functional
Otoscope | Health |  | Qty: 1 |  | Not engraved |  | 2024 | [5 empty] | Functional
Patient Screen | Laboratory |  | Qty: 5 |  | Not engraved |  | 2024 | [5 empty] | Functional
Patient Trolley | General ward |  | Qty: 1 |  | Not engraved |  | 2024 | [5 empty] | Functional
Refrigerator, Basic | General |  | Qty: 3 |  | Not engraved |  | 2024 | [5 empty] | Functional
Stethoscope | MCH / OPD |  | Qty: 8 |  | Not engraved |  | 2024 | [5 empty] | Functional
Stop Watch | General ward |  | Qty: 1 |  | Not engraved |  | 2024 | [5 empty] | Functional
Stretcher | General ward |  | Qty: 2 |  | Not engraved |  | 2024 | [5 empty] | Functional
Stove, Gas | Kitchen |  | Qty: 2 |  | Not engraved |  | 2024 | [5 empty] | Functional
Weighing Scale with Height Meter, Adult | MCH / OPD |  | Qty: 3 |  | Not engraved |  | 2024 | [5 empty] | Functional
Weighing Scale, Infant | MCH |  | Qty: 2 |  | Not engraved |  | 2024 | [5 empty] | Functional
Weighing Scale, Toddler | MCH / OPD |  | Qty: 1 |  | Not engraved |  | 2024 | [5 empty] | Functional
Wheel Chair | General ward |  | Qty: 4 |  | Not engraved |  | 2024 | [5 empty] | Functional
Audio Visual Equipment | Laboratory |  |  |  | Not engraved |  | 2024 | [5 empty] | Functional | No count is written against this line.
Medical Waste Bin | General ward |  | Qty: 30 |  | Not engraved |  | 2024 | [5 empty] | Functional
Wall Clock | General ward |  | Qty: 5 |  | Not engraved |  | 2024 | [5 empty] | Functional
Diagnostic Equipment Set for MCH | MCH |  | Qty: 3 |  | Not engraved |  | 2024 | [5 empty] | Functional
Diagnostic Equipment Set for OPD | OPD |  | Qty: 2 |  | Not engraved |  | 2024 | [5 empty] | Functional
Glassware Set, Laboratory, Basic | Laboratory |  | Qty: 2 |  | Not engraved |  | 2024 | [5 empty] | Functional
Hollow Ware Set, Treatment | General |  | Qty: 2 |  | Not engraved |  | 2024 | [5 empty] | Functional
Instrument Set, Dressing | General |  | Qty: 4 |  | Not engraved |  | 2024 | [5 empty] | Functional
Instrument Set, Basic ENT | Health |  | Qty: 2 |  | Not engraved |  | 2024 | [5 empty] | Functional
Instrument Set, Suture | Health |  | Qty: 3 |  | Not engraved |  | 2024 | [5 empty] | Functional
Pulse Oximeter, Hand held | OPD |  | Qty: 12 |  | Not engraved |  | 2024 | [5 empty] | Functional
Bed, Adult Patient with Mattress | General ward |  | Qty: 11 |  | Not engraved |  | 2024 | [5 empty] | Functional
Bed, Pediatric Patient, With Mattress | Children ward |  | Qty: 4 |  | Not engraved |  | 2024 | [5 empty] | Functional
Bedside Locker | General ward |  | Qty: 10 |  | Not engraved |  | 2024 | [5 empty] | Functional
Cupboard, Instrument | General |  | Qty: 1 |  | Not engraved |  | 2024 | [5 empty] | Functional
Delivery Bed, Hydraulic Manual | MCH |  | Qty: 1 |  | Not engraved |  | 2024 | [5 empty] | Functional
Oxygen Therapy Apparatus, Minimum 45L cylinder | MCH / Theatre |  | Qty: 2 |  | Not engraved |  | 2024 | [5 empty] | Functional | The facility received two, and both were taken to Bududa HC III for an emergency there.
Resuscitator Manual, Infant, with all Mask sizes | MCH |  | Qty: 6 |  | Not engraved |  | 2024 | [5 empty] | Functional
Resuscitator Manual, Adult, with all mask sizes | General |  | Qty: 10 |  | Not engraved |  | 2024 | [5 empty] | Functional
Suction Apparatus, (Electric) | MCH |  | Qty: 1 |  | Not engraved |  | 2024 | [5 empty] | Functional
Nebulizer, Ultrasonic | Laboratory |  | Qty: 1 |  | Not engraved |  | 2024 | [5 empty] | Functional
Oxygen Concentrator, Duo Flow | MCH |  | Qty: 1 |  | Not engraved |  | 2024 | [5 empty] | Functional
Bench | General |  | Qty: 4 |  | Not engraved |  | 2024 | [5 empty] | Functional
Disinfection Buckets | General ward |  | Qty: 6 |  | Not engraved |  | 2024 | [5 empty] | Functional
Baby Cot | MCH |  | Qty: 4 |  | Not engraved |  | 2024 | [5 empty] | Functional
Diagnostic Equipment Set for Ward | General ward |  | Qty: 2 |  | Not engraved |  | 2024 | [5 empty] | Functional
Hollow Ware Set, Ward | General ward |  | Qty: 2 |  | Not engraved |  | 2024 | [5 empty] | Functional
Instrument Set, Delivery | MCH |  | Qty: 5 |  | Not engraved |  | 2024 | [5 empty] | Functional
Instrument Set, Stitch Removing | General ward |  | Qty: 5 |  | Not engraved |  | 2024 | [5 empty] | Functional
MVA Kit | MCH |  | Qty: 5 |  | Not engraved |  | 2024 | [5 empty] | Functional
Stool, Laboratory | Laboratory |  | Qty: 4 |  | Not engraved |  | 2024 | [5 empty] | Functional
Penguin Sucker | MCH |  | Qty: 3 |  | Not engraved |  | 2024 | [5 empty] | Functional
Fetoscope, Doppler | MCH |  | Qty: 2 |  | Not engraved |  | 2024 | [5 empty] | Functional
Bubble CPAP | Health |  |  |  | Not engraved | [7 empty] | Functional | No count is written against this line.
Centrifuge (Electric) | Laboratory |  | Qty: 1 |  | Not engraved |  | 2024 | [5 empty] | Functional
Kangaroo Mother Care Chair | MCH |  | Qty: 1 |  | Not engraved |  | 2024 | [5 empty] | Functional
Radiant Infant Warmer | MCH |  |  |  | Not engraved | [7 empty] | Functional | A dash is written in the count column.
Haemoglobin Meter, Sahli | Laboratory |  |  |  | Not engraved | [7 empty] | Functional | No count is written against this line.
Delivery Bed | MCH |  | Qty: 1 |  | Not engraved |  | 2024 | [5 empty] | Functional
Examination light | MCH / OPD |  | Qty: 3 |  | Not engraved |  | 2024 | [5 empty] | Functional
Instrument set, ENT Basic for HCIII | MCH / OPD |  |  |  | Not engraved |  | 2024 | [5 empty] | Functional | A dash is written in the count column.
Bag Valve mask (Ambu Bag), Neonatal | MCH |  | Qty: 15 |  | Not engraved |  | 2024 | [5 empty] | Functional
Incubator | MCH |  |  |  | Not engraved | [7 empty] | Functional | A dash is written in the count column.
Office Chair | General |  | Qty: 8 |  | Not engraved |  | 2024 | [5 empty] | Functional
Desk | MCH / OPD |  | Qty: 6 |  | Not engraved |  | 2024 | [5 empty] | Functional
Filing Cabinet | General ward |  | Qty: 4 |  | Not engraved |  | 2024 | [5 empty] | Functional
Non Residential Buildings | Health |  | Qty: 5 |  | Not engraved | [7 empty] | Functional | Recorded as including the pit latrine and the placenta room.
NAME OF LG: BUDUDA DISTRICT LOCAL GOVERNMENT NAME OF HEALTH FACILITY: BUNAMONO HC III
Equipment/ Item | Department | Asset Number | Item | Life in Months | Tag Number ( engrave no.) | Date Of Purchase | Date Placed In Service | Recoverable cost | Cost | Acc Dep Cost | Net Book Value | Ytd Deprn | Equipment status | Remarks
Description
B.P. Machine, Digital | Health |  | Measures blood pressure electronically |  | Not engraved | [7 empty] | Not functional | Both 2 are not functional.
B.P. Machine (Aneroid wall mounted) | Health |  | Measures blood pressure manually |  | Not engraved | [7 empty] | 1 functional | Only 1 is functional, another one not working.
Autoclave 20 Liters.,Duo Operated | Health |  | Sterilizes instruments with steam |  | Not engraved | [7 empty] | Functional | 1 in use while another in store.
Bowl, Kick | Health |  | Collects waste and fluids during procedures |  | Not engraved | [7 empty] | Brand new | Available but is packed in store.
Bowl Stand | Health |  | Holds kick bowls securely |  | Not engraved | [7 empty] | Brand new | Boxed in the store.
Counting chamber Neubauer- Improved | Health |  | Counts blood cells under microscope |  | Not engraved | [7 empty] | Functional | Available and in use.
Cupboard Steel, Lockable | Health |  | Stores drugs or equipment safely |  | Not engraved | [7 empty] | Functional | All 6 in use.
Drip Stand | Health |  | Holds IV fluid bags |  | Not engraved | [7 empty] | Functional | All 5 available in use.
ESR Stand | Health |  | Holds ESR tubes for the sedimentation test |  | Not engraved | [7 empty] | Brand new | Packed in the box, as the staff failed to set it up.
Examination Couch | Health |  | Patient support for examination |  | Not engraved | [7 empty] | Functional | All 4 in use.
Examination light,LED | Health |  | Provides bright light for procedures |  | Not engraved | [7 empty] | Functional | 2 functioning.
Glucometer | Health |  | Measures blood sugar level |  | Not engraved | [7 empty] | Only one functioning | 1 functioning, 1 lacks strips.
Haemoglobin Meter, Digital | Health |  | Measures haemoglobin level |  | Not engraved | [7 empty] | Functional | In use.
Height Meter | Health |  | Measures patient height |  | Not engraved | [7 empty] | Functional | In use.
Instrument Trolley | Health |  | Carries instruments during procedures |  | Not engraved | [7 empty] | Functional | In use.
Microscope Binocular | Health |  | Examines specimens |  | Not engraved | [7 empty] | Functional | 1 in use.
Otoscope | Health |  | Examines ears |  | Not engraved | [7 empty] | Functional | In use.
Patient Screen | Health |  | Provides privacy during examination |  | Not engraved | [7 empty] | Functional | All 4 in use.
Patient Trolley | Health |  | Transfers patients |  | Not engraved | [7 empty] | Functional | 1 in use.
Refrigerator, Basic | Health |  | Stores vaccines and drugs that need cooling |  | Not engraved | [7 empty] | Functional | All 2 are in use.
Stethoscope | Health |  | Listens to heart, lungs and bowel sounds |  | Not engraved | [7 empty] | Functional | 2 in use, 2 not functional.
Stop Watch | Health |  | Times procedures |  | Not engraved | [7 empty] | Functional | 1 available and in use.
Stretcher | Health |  | Carries patients |  | Not engraved | [7 empty] | Functional | 1 in use.
Stove, Gas | Health |  | Heats water or sterilizes |  | Not engraved | [7 empty] | Functional | 2 available, 1 in use, 1 in store.
Weighing Scale with Height Meter, Adult | Health |  | Weighs and measures adult height |  | Not engraved | [7 empty] | Functional | In use.
Weighing Scale, Infant | Health |  | Weighs babies |  | Not engraved | [7 empty] | Functional | In use.
Weighing Scale, Toddler | Health |  | Weighs young children |  | Not engraved | [7 empty] | Functional | In use.
Wheel Chair | Health |  | Moves patients who cannot walk |  | Not engraved | [7 empty] | Functional | 4 in use.
Audio Visual Equipment | Health |  | Used for health education and training |  | Not engraved | [7 empty] | Not seen | Not seen at the facility.
Medical Waste Bin | Health |  | Collects waste |  | Not engraved | [7 empty] | Functional | 12 in use.
Wall Clock | Health |  | Keeps time at the facility |  | Not engraved | [7 empty] | Brand new | All 4 clocks packed in a box in the store.
Diagnostic Equipment Set for MCH | Health |  | Basic tools for mother and child health |  | Not engraved | [7 empty] | Functional | In use.
Diagnostic Equipment Set for OPD | Health |  | Basic tools for outpatient examination |  | Not engraved | [7 empty] | Functional | In use.
Glassware Set, Laboratory, Basic | Health |  | Holds samples and reagents in the laboratory |  | Not engraved | [7 empty] | Functional | In use.
Hollow Ware Set, Treatment | Health |  | Bowls, trays and containers for procedures |  | Not engraved | [7 empty] | Functional | In use.
Instrument Set, Dressing | Health |  | For cleaning and dressing wounds |  | Not engraved | [7 empty] | Functional | In use.
Instrument Set, Basic ENT | Health |  | For ear, nose and throat |  | Not engraved | [7 empty] | Functional | In use.
Instrument Set, Suture | Health |  | For stitching wounds |  | Not engraved | [7 empty] | Functional | In use.
Pulse Oximeter, Hand held | Health |  | Measures oxygen level and pulse rate |  | Not engraved | [7 empty] | Functional | In use.
Bed, Adult Patient with Mattress | Health |  | Patient rest |  | Not engraved | [7 empty] | Functional | All 12 beds in use.
Bed, Pediatric Patient, With Mattress | Health |  | Child patient rests |  | Not engraved | [7 empty] | Functional | All 4 in use.
Bedside Locker | Health |  | Stores patients' personal items |  | Not engraved | [7 empty] | Functional | In use, 6 available.
Cupboard, Instrument | Health |  | Stores clean instruments safely |  | Not engraved | [7 empty] | Functional | 6 in use and 1 is faulty.
Delivery Bed, Hydraulic Manual | Health |  | Supports the mother during labour |  | Not engraved | [7 empty] | 1 functional | 2 beds, 1 is functional and the other broken.
Oxygen Therapy Apparatus, Mininum 45L cylinder | Health |  | Gives oxygen to patients |  | Not engraved | [7 empty] | Functional | 2 available.
Resuscitator Manual, Infant, with all Mask sizes | Health |  | Helps breathing for newborns |  | Not engraved | [7 empty] | Functional | In use.
Resuscitator Manual, Adult, with all mask sizes | Health |  | Helps breathing for adults in an emergency |  | Not engraved | [7 empty] | Functional | In use.
Suction Apparatus, (Electric) | Health |  | Removes fluids from the airway |  | Not engraved | [7 empty] | Functional | In use.
Nebulizer, Ultrasonic | Health |  | Delivers medicine as a mist for breathing procedures |  | Not engraved | [7 empty] | Functional | Available at the facility.
Oxygen Concentrator, Duo Flow | Health |  | Produces continuous oxygen for patients |  | Not engraved | [7 empty] | Functional | 1 available and in use.
Bench | Health |  | Seating for patients or staff |  | Not engraved | [7 empty] | Functional | In use.
Disinfection Buckets | Health |  | For cleaning and disinfection |  | Not engraved | [7 empty] | Functional | All 4 buckets are in use.
Baby Cot | Health |  | For placing newborn babies |  | Not engraved | [7 empty] | Functional | All 2 available are in use.
Diagnostic Equipment Set for Ward | Health |  | For ward diagnostic procedures |  | Not engraved | [7 empty] | Functional | In use, others in the store.
Hollow Ware Set, Ward | Health |  | For ward clinical procedures |  | Not engraved | [7 empty] | Functional | In use, others in the store.
Instrument Set, Delivery | Health |  | For conducting deliveries |  | Not engraved | [7 empty] | Functional | In use, others in the store.
Instrument Set, Stitch Removing | Health |  | For removing stitches |  | Not engraved | [7 empty] | Functional | In use.
MVA Kit | Health |  | For manual vacuum aspiration |  | Not engraved | [7 empty] | Functional | 2 in use, 3 broken.
Stool, Laboratory | Health |  | For laboratory seating |  | Not engraved | [7 empty] | Functional | In use.
Penguin Sucker | Health |  | For clearing newborn airways |  | Not engraved | [7 empty] | Functional | In use.
Fetoscope, Dopplar | Health |  | For monitoring the fetal heartbeat |  | Not engraved | [7 empty] | Not seen | Not seen at the facility.
Bubble CPAP | Health |  | For newborn respiratory support |  | Not engraved | [7 empty] | Functional | In use.
Centrifuge (Electric) | Health |  | For separating blood samples |  | Not engraved | [7 empty] | Functional
Kangaroo Mother Care Chair | Health |  | To comfortably hold newborns, especially premature |  | Not engraved | [7 empty] | Functional | In use.
Radiant Infant Warmer | Health |  |  |  | Not engraved | [7 empty] | Not seen | Not at the facility.
Haemoglobin Meter, Sahli | Health |  | For measuring haemoglobin |  | Not engraved | [7 empty] | Functional | In use.
Delivery Bed | Health |  | For conducting deliveries |  | Not engraved | [7 empty] | Functional | In use.
Examination light | Health |  | For patient examination |  | Not engraved | [7 empty] | 1 functional | 2 available, 1 functional, 1 broken.
Instrument set, ENT Basic for HCIII | Health |  | For basic ENT procedures |  | Not engraved | [7 empty] | Functional | In use.
Bag Valve mask (Ambu Bag), Neonatal | Health |  | For neonatal resuscitation |  | Not engraved | [7 empty] | Functional | In use.
Incubator | Health |  | For caring for premature babies |  | Not engraved | [7 empty] | Not seen | Not available at the facility.
Office Chair | Health |  | For office seating |  | Not engraved | [7 empty] | Functional | All 6 chairs are in use.
Desk | Health |  | For office work |  | Not engraved | [7 empty] | Functional | All 5 desks are in use.
Filing Cabinet | Health |  | For storing files and documents |  | Not engraved | [7 empty] | Functional | 5 in use and 1 is faulty.
Non Residential Buildings | Health |  | Health facility buildings such as wards, offices, stores and latrines |  | Not engraved | [7 empty] | Functional | Maternity ward, laboratory, toilets for the facility and for the staff quarters, water tanks and placenta pit.
Residential Buildings | Health |  | Staff houses for health workers |  | Not engraved | [7 empty] | Functional | Staff quarters, that is 2 units with 2 bedrooms in each unit.
NAME OF LG: BULAMBULI DISTRICT LOCAL GOVERNMENT NAME OF HEALTH FACILITY: BUKIBOLOGOTO HC II
Equipment/ Item | Department | Asset Number | Item | Life in Months | Tag Number ( engrave no.) | Date Of Purchase | Date Placed In Service | Recoverable cost | Cost | Acc Dep Cost | Net Book Value | Ytd Deprn | Equipment status | Remarks
Description
| Health |  |  |  | Not engraved | [8 empty] | No Asset-Verification-Toolkit.docx on file
NAME OF LG: BULAMBULI DISTRICT LOCAL GOVERNMENT NAME OF HEALTH FACILITY: BULAAGO HC III
Equipment/ Item | Department | Asset Number | Item | Life in Months | Tag Number ( engrave no.) | Date Of Purchase | Date Placed In Service | Recoverable cost | Cost | Acc Dep Cost | Net Book Value | Ytd Deprn | Equipment status | Remarks
Description
B.P. Machine, Digital | Consultation room |  | Qty: 2. Patient medical equipment |  | Not engraved | [7 empty] | Functional
B.P. Machine (Aneroid wall mounted) | Maternity ward |  | Qty: 2. Manual medical equipment |  | Not engraved | [7 empty] | Functional
Autoclave 20 Liters.,Duo Operated | Laboratory |  | Qty: 1. Steel autoclave for patients |  | Not engraved | [7 empty] | Functional
Bowl, Kick | Dispensing room |  | Qty: 1. Medical equipment / utensil |  | Not engraved | [7 empty] | Functional
Bowl Stand | Immunisation room |  | Qty: 3. Movable patients' medical tool |  | Not engraved | [7 empty] | Functional
Counting chamber Neubauer- Improved | Laboratory |  | Qty: 1. Medical equipment |  | Not engraved | [7 empty] | Functional
Cupboard Steel, Lockable | Dispensing room / In-charge office |  | Qty: 6. Steel metallic cupboards and handles |  | Not engraved | [7 empty] | Functional
Drip Stand | Antenatal room |  | Qty: 8. Stainless drip stands |  | Not engraved | [7 empty] | Functional
ESR Stand | Dispensing room / OPD |  | Qty: 1. Medical equipment |  | Not engraved | [7 empty] | Functional
Examination Couch | Female ward |  | Qty: 4. Furniture fixture |  | Not engraved | [7 empty] | Functional
Examination light,LED | Children ward |  | Qty: 3. Portable examination light |  | Not engraved | [7 empty] | Functional
Glucometer | Laboratory |  | Qty: 2. Medical equipment |  | Not engraved | [7 empty] | Functional
Haemoglobin Meter, Digital | Laboratory |  | Qty: 2. Medical equipment / lancets |  | Not engraved | [7 empty] | Functional
Height Meter | Consultation room |  | Qty: 2. Medical equipment |  | Not engraved | [7 empty] | Functional
Instrument Trolley | Antenatal ward |  | Qty: 4. Movable instrument set |  | Not engraved | [7 empty] | Functional
Microscope Binocular | Laboratory |  | Qty: 1. Medical equipment |  | Not engraved | [7 empty] | Functional
Otoscope | Laboratory |  | Qty: 1. Medical equipment |  | Not engraved | [7 empty] | Functional
Patient Trolley | Maternity ward |  | Movable patients' carrier |  | Not engraved | [7 empty] | Functional
Refrigerator, Basic | Dispensing room |  | Qty: 2. Patient equipment |  | Not engraved | [7 empty] | Functional
Stethoscope | Maternity ward |  | Qty: 8. Abdominal medical equipment |  | Not engraved | [7 empty] | Functional
Stop Watch | Staff room |  | Qty: 1. General office item |  | Not engraved | [7 empty] | Functional
Stretcher | Labour suite |  | Qty: 1. Oxygen medical movable |  | Not engraved | [7 empty] | Functional
Stove, Gas | Kitchen |  |  |  | Not engraved | [7 empty] | Functional | N/R written in the count column.
Weighing Scale with Height Meter, Adult | Consultation room / OPD |  | Qty: 2. Measuring equipment |  | Not engraved | [7 empty] | Functional
Weighing Scale, Infant | Health |  | Qty: 2. General infant equipment |  | Not engraved | [7 empty] | Functional
Weighing Scale, Toddler | Children ward |  | Qty: 1. Infant / child scale |  | Not engraved | [7 empty] | Functional
Wheel Chair | Antenatal room / Labour suite |  | Qty: 4. Patient and cleaner medical equipment |  | Not engraved | [7 empty] | Functional
Audio Visual Equipment | Health |  | Equipment |  | Not engraved | [7 empty] | Functional | N/R written in the count column.
Medical Waste Bin | Family planning room |  | Qty: 12. Metallic foot-operated container for general use |  | Not engraved | [7 empty] | Functional
Wall Clock | Children ward |  | Qty: 4. Decorative / practical item |  | Not engraved | [7 empty] | Functional
Diagnostic Equipment Set for MCH | MCH ward |  | Qty: 2. Diagnostic medical set |  | Not engraved | [7 empty] | Functional
Diagnostic Equipment Set for OPD | OPD |  | Qty: 2. Diagnostic set / medical equipment |  | Not engraved | [7 empty] | Functional
Glassware Set, Laboratory, Basic | Laboratory |  | Qty: 2. Glassware and flasks |  | Not engraved | [7 empty] | Functional
Hollow Ware Set, Treatment | Health |  | Qty: 2. Medical / surgical set |  | Not engraved | [7 empty] | Functional
Instrument Set, Dressing | Maternity ward |  | Qty: 4. Set and dressing medical equipment |  | Not engraved | [7 empty] | Functional
Instrument Set, Suture | Maternity ward |  | Qty: 3 |  | Not engraved | [7 empty] | Functional
Pulse Oximeter, Hand held | Labour suite |  | Qty: 2. Diagnostic medical equipment |  | Not engraved | [7 empty] | Functional
Bed, Adult Patient with Mattress | Antenatal room / Female ward / Maternity ward |  | Side room with equipment |  | Not engraved | [7 empty] | Functional
Bed, Pediatric Patient, With Mattress | Children ward |  | Qty: 4. Adjustable for children |  | Not engraved | [7 empty] | Functional
Bedside Locker | Maternity ward |  | Qty: 7. Movable patient lockers |  | Not engraved | [7 empty] | Functional
Cupboard, Instrument | Health |  | Qty: 1. Emergency cupboard |  | Not engraved | [7 empty] | Functional
Delivery Bed, Hydraulic Manual | Labour suite / Maternity ward |  | Qty: 1. Patients' medical equipment |  | Not engraved | [7 empty] | Functional
Oxygen Therapy Apparatus, Minimum 45L cylinder | Labour suite |  | Qty: 2. Oxygen cylinder medical equipment |  | Not engraved | [7 empty] | Functional
Resuscitator Manual, Infant, with all Mask sizes | Maternity ward |  | Qty: 1. New set for baby |  | Not engraved | [7 empty] | Functional
Resuscitator Manual, Adult, with all mask sizes | Health |  | Qty: 1. New set for mothers |  | Not engraved | [7 empty] | Functional
Suction Apparatus, (Electric) | Laboratory |  | Qty: 1. Tube medical equipment |  | Not engraved | [7 empty] | Functional
Nebulizer, Ultrasonic | Laboratory |  |  |  | Not engraved | [7 empty] | Functional | N/R written in the count column.
Oxygen Concentrator, Duo Flow | Health |  | Qty: 4. Medical equipment |  | Not engraved | [7 empty] | Functional
Bench | Waiting room |  | Qty: 3. Furniture and fixtures, metal |  | Not engraved | [7 empty] | Functional
Disinfection Buckets | Labour suite |  | Qty: 3. Items for cleaning instruments |  | Not engraved | [7 empty] | Functional
Baby Cot | Children ward |  | Qty: 2. Medical equipment |  | Not engraved | [7 empty] | Functional
Diagnostic Equipment Set for Ward | Labour suite |  | Qty: 2. Surgical record monitor |  | Not engraved | [7 empty] | Functional
Hollow Ware Set, Ward | Health |  | Qty: 1. Medical tool |  | Not engraved | [7 empty] | Functional
Instrument Set, Delivery | Antenatal room |  | Qty: 2. Surgical / record set |  | Not engraved | [7 empty] | Functional
Instrument Set, Stitch Removing | Antenatal ward / Maternity ward |  | Qty: 3. Medical pack |  | Not engraved | [7 empty] | Functional
MVA Kit | Maternity ward |  | Qty: 5. Medical machine |  | Not engraved | [7 empty] | Functional
Stool, Laboratory | Laboratory |  | Qty: 3. Rolling stool |  | Not engraved | [7 empty] | Functional
Penguin Sucker | Children ward |  | Qty: 3. Suction machine |  | Not engraved | [7 empty] | Functional
Fetoscope, Doppler | Maternity ward |  | Qty: 2. Medical equipment |  | Not engraved | [7 empty] | Functional
Bubble CPAP | Health |  | Qty: 3. Machine |  | Not engraved | [7 empty] | Functional
Centrifuge (Electric) | Laboratory |  | Qty: 1. Medical equipment |  | Not engraved | [7 empty] | Functional
Kangaroo Mother Care Chair | Labour suite |  |  |  | Not engraved | [7 empty] | Functional | N/R written in the count column.
Radiant Infant Warmer | Health |  |  |  | Not engraved | [7 empty] | Functional | N/R written in the count column.
Haemoglobin Meter, Sahli | Laboratory |  | Qty: 1. Medical equipment |  | Not engraved | [7 empty] | Functional
Instrument set, ENT Basic for HCIII | Health |  | Qty: 1. Medical equipment |  | Not engraved | [7 empty] | Functional
Office Chair | Family planning room / OPD |  | Qty: 4. Furniture, rolling and fixed |  | Not engraved | [7 empty] | Functional
Bowl, lotion | Health |  | Qty: 6. 4-litre general bowl |  | Not engraved | [7 empty] | Functional
Drawing pin | Health |  | Qty: 3. Instrument / utensil |  | Not engraved | [7 empty] | Functional
Desk | Health |  | General office furniture |  | Not engraved | [7 empty] | Functional | N/R written in the count column.
Cheatle jar | Health |  | Qty: 4. Instrument utensil |  | Not engraved | [7 empty] | Functional
Female urinal | Health |  | Qty: 5. Medical bottles |  | Not engraved | [7 empty] | Functional
Male urinal | Labour suite |  | Qty: 5. Medical bottle |  | Not engraved | [7 empty] | Functional
Filing Cabinet | Consultation room / Store |  | Qty: 6. Furniture and fixtures / general |  | Not engraved | [7 empty] | Functional
Bed pans | Female ward |  | Qty: 10. Furniture fixtures |  | Not engraved | [7 empty] | Functional
Bowl, lotion | Health |  | Qty: 6. 6 L bowls |  | Not engraved | [7 empty] | Functional
Vaginal speculum (Cusco) | Health |  | Qty: 4. Instrument and utensils |  | Not engraved | [7 empty] | Functional
Kidney dish basin | Health |  | Qty: 10. Utensils |  | Not engraved | [7 empty] | Functional
Non Residential Buildings - toilets | General |  | Qty: 5. Concrete toilets |  | Not engraved | [7 empty] | Functional
Kidney dish | Health |  | Qty: 25. Patients' furniture |  | Not engraved | [7 empty] | Functional
Marker Tape | Health |  | Qty: 3. Patients' instrument equipment |  | Not engraved | [7 empty] | Functional
Residential Buildings - staff quarters | Staff housing |  | Qty: 2. 6 rooms and toilets / quarters / utilities |  | Not engraved | [7 empty] | Functional
Mid Upper Arm Tape | Labour suite |  |  |  | Not engraved | [7 empty] | Functional
Instrument tray | Health |  | Qty: 6. Instrument tray |  | Not engraved | [7 empty] | Functional
Bowl, lotion | Examination and consultation room |  | General-use bowls |  | Not engraved | [7 empty] | Functional | Figures 10, 11 and 8 are written in the count column but do not resolve to separate safe quantities.
NAME OF LG: BULAMBULI DISTRICT LOCAL GOVERNMENT NAME OF HEALTH FACILITY: BUMUGIBOLE HC III
Equipment/ Item | Department | Asset Number | Item | Life in Months | Tag Number ( engrave no.) | Date Of Purchase | Date Placed In Service | Recoverable cost | Cost | Acc Dep Cost | Net Book Value | Ytd Deprn | Equipment status | Remarks
Description
B.P. Machine, Digital | Health |  | Qty: 2. Measures blood pressure electronically |  | Not engraved | 2022-02-13 | 2023-01-26 | [5 empty] | Functional | In use
B.P. Machine (Aneroid wall mounted) | Health |  | Qty: 2. Measures blood pressure manually |  | Not engraved | 2022-02-13 | 2023-01-26 | [5 empty] | Functional | In use
Autoclave 20 Liters, Duo Operated | Health |  | Qty: 2. Sterilises instruments with steam |  | BUMU/2020-2021/UGIFT | 2022-02-13 | 2023-01-26 | [5 empty] | Functional | 1 in use and the other in store
Bowl, Kick | Health |  | Collects waste fluid during procedures |  | BUMU/2020-2021/UGIFT | 2022-02-13 | 2022-01-26 | [5 empty] | Functional | In use
Bowl Stand | Health |  | Holds kick bowls securely |  | BUMU/2020-2021/UGIFT | 2022-02-13 | 2023-01-26 | [5 empty] | Functional | In use
Counting chamber Neubauer- Improved | Health |  | Counts blood cells under microscope |  | Not engraved | 2022-02-13 | 2023-01-26 | [5 empty] | Not seen | Not seen at the facility
Cupboard Steel, Lockable | Health |  | Qty: 6. Stores drugs and equipment safely |  | BUMU/2020-2021/UGIFT | 2022-02-13 | 2023-01-26 | [5 empty] | Functional | 4 in use, 2 not functional
Drip Stand | Health |  | Qty: 9. Holds IV fluid bags |  | BUMU/2020-2021/UGIFT | 2022-02-13 | 2023-01-26 | [5 empty] | Functional | All 9 in use
ESR Stand | Health |  | Holds ESR tubes for sedimentation test |  | BUMU/2020-2021/UGIFT | 2022-02-13 | 2023-01-26 | [5 empty] | Functional | The facility failed to assemble the equipment
Examination Couch | Health |  | Qty: 4. Patient lies for examination |  | BUMU/2020-2021/UGIFT | 2022-02-13 | 2023-01-26 | [5 empty] | Functional | All 4 available are in use
Examination light, LED | Health |  | Qty: 3. Provides bright light for procedures |  | BUMU/2020-2021/UGIFT | 2022-02-13 | 2023-01-26 | [5 empty] | Functional | All 3 are in use
Glucometer | Health |  | Qty: 1. Measures blood sugar level |  | Not engraved | 2022-02-13 | 2023-01-26 | [5 empty] | Functional | In use
Haemoglobin Meter, Digital | Health |  | Qty: 2. Measures haemoglobin level |  | Not engraved | 2022-02-13 | 2023-01-26 |  | 618452 |  |  |  | Functional | 2 available, 1 in use and another in store
Height Meter | Health |  | Qty: 2. Measures patient height |  | BUMU/2020-2021/UGIFT | 2022-02-13 | 2023-01-26 |  | 110778 |  |  |  | Functional | In use, all the 2 available
Instrument Trolley | Health |  | Qty: 4. Carries instruments during procedure |  | BUMU/2020-2021/UGIFT | 2022-02-13 | 2023-01-26 |  | 539958 |  |  |  | Functional | All 4 available in use
Microscope Binocular | Health |  | Qty: 1. Examines specimens |  | BUMU/2020-2021/UGIFT | 2022-02-13 | 2023-01-26 |  | 1158032 |  |  |  | Functional | One available and in use
Otoscope | Health |  | Qty: 1. Examines ears |  | BUMU/2020-2021/UGIFT | 2022-02-13 | 2023-01-21 |  | 95393 |  |  |  | Functional | 1 available and in use
Patient Screen | Health |  | Qty: 5. Provides privacy during examination |  | Not engraved | 2022-02-13 | 2023-01-21 |  | 346908 |  |  |  | Functional | 3 in use, 2 taken to Bukibologoto due to an emergency after that facility was washed away
Patient Trolley | Health |  | Qty: 1. Transfers patients |  | BUMU/2020-2021/UGIFT | 2022-02-13 | 2023-01-21 |  | 712764 |  |  |  | Functional | One available and in use
Refrigerator, Basic | Health |  | Qty: 2. Stores vaccines and drugs that need cooling |  | BUMU/2020-2021/UGIFT | 2022-02-13 | 2023-01-26 |  | 18157507 |  |  |  | Functional | All 2 in use
Stethoscope | Health |  | Qty: 2. Listens to heart, lungs and bowel sounds |  | Not engraved | 2023-02-13 | 2023-01-26 |  | 21649 |  |  |  | Functional | All in use
Stop Watch | Health |  | Qty: 2. Times procedures |  | Not engraved | 2023-02-13 | 2023-01-26 |  | 19489 |  |  |  | Functional | In use, all 2
Stretcher | Health |  | Qty: 2. Carries patients |  | BUMU/2020-2021/UGIFT | 2023-02-13 | 2023-01-26 |  | 658347 |  |  |  | Functional | All 2 in use
Stove, Gas | Health |  | Qty: 2. Heats water for sterilising |  | Not engraved | 2023-02-13 | 2023-01-26 |  | 13629 |  |  |  | Functional | 1 in use and another one in the store
Weighing Scale with Height Meter, Adult | Health |  | Weighs and measures adult height |  | BUMU/2020-2021/UGIFT | 2023-02-13 | 2023-01-26 |  | 52043 |  |  |  | Functional | All 2 in use
Weighing Scale, Infant | Health |  | Weighs babies |  | BUMU/2020-2021/UGIFT | 2023-02-13 | 2023-01-26 |  | 100413 |  |  |  | Functional | All 2 in use
Weighing Scale, Toddler | Health |  | Weighs young children |  | BUMU/2020-2021/UGIFT | 2023-02-13 | 2023-01-26 |  | 93178 |  |  |  | Functional | 1 in use
Wheel Chair | Health |  | Moves patients who cannot walk |  | BUMU/2020-2021/UGIFT | 2023-02-13 | 2023-01-26 |  | 582985 |  |  |  | Functional | All 4 in use
Audio Visual Equipment | Health |  | Used for health education training |  | Not engraved | 2022-02-13 | 2023-01-26 |  | 8097750 |  |  |  | Functional | The status cell carries two entries written over each other and neither can be read
Medical Waste Bin | Health |  | Collects waste |  | BUMU/2020-2021/UGIFT | 2023-02-13 | 2023-01-26 |  | 85512 |  |  |  | Functional | 15 in use
Wall Clock | Health |  | Keeps time at the facility |  | Not engraved | 2023-02-13 | 2023-01-26 |  | 161955 |  |  |  | Not functional | Not working
Diagnostic Equipment Set for MCH | Health |  | Basic tools for mother and child health checks |  | Not engraved | 2023-02-13 | 2023-01-26 |  | 4858650 |  |  |  | Functional | In use
Diagnostic Equipment Set for OPD | Health |  | Basic tools for out patient examination |  | Not engraved |  | 2023-01-26 | [5 empty] | Functional | In use
Glassware Set, Laboratory, Basic | Health |  | Holds samples and reagents in the lab |  | Not engraved | 2022-02-13 | 2023-01-26 | [5 empty] | Functional | In use
Hollow Ware Set, Treatment | Health |  | Bowls, trays and containers for procedures |  | Not engraved |  |  |  | 5344515 |  |  |  | Functional
Instrument Set, Dressing | Health |  | For cleaning and dressing wounds |  | Not engraved | 2022-02-13 | 2022-01-26 |  | 207141 |  |  |  | Functional | In use
Instrument Set, Basic ENT | Health |  | For ear, nose and throat |  | Not engraved | 2022-02-13 | 2023-01-26 |  | 404889 |  |  |  | Functional | In use
Instrument Set, Suture | Health |  | For stitching wounds |  | Not engraved | 2022-02-13 | 2022-01-26 |  | 473449 |  |  |  | Functional | In use
Pulse Oximeter, Hand held | Health |  | Qty: 2. Measures oxygen level and pulse rate |  | Not engraved | [7 empty] | Functional | In use
Bed, Adult Patient with Mattress | Health |  | Qty: 10. Patient rest |  | BUMU/2020-2021/UGIFT | [7 empty] | Functional | All 8 in use and the 2 are used by the nurses in their quarters
Bed, Pediatric Patient, With Mattress | Health |  | Child patient rests |  | BUMU/2020-2021/UGIFT | [7 empty] | Functional | All 4 in use
Bedside Locker | Health |  | Stores patients' personal items |  | BUMU/2020-2021/UGIFT | [7 empty] | Functional | Only 6 are in use, 4 in staff houses
Cupboard, Instrument | Health |  | Stores clean instruments safely |  | BUMU/2020-2021/UGIFT | 2022-02-18 | 2023-01-26 | [5 empty] | Functional | In use
Delivery Bed, Hydraulic Manual | Health |  | Supports mother during labour |  | BUMU/2020-2021/UGIFT | 2022-02-18 | [6 empty] | Functional | In use
Oxygen Therapy Apparatus, Minimum 45L cylinder (cylinders) | Health |  | Qty: 2. Gives oxygen to patients |  | Not engraved |  | 2023-01-26 |  | 88859 |  |  |  | Functional | Operational though they have not received patients to use it on
Resuscitator Manual, Infant, with all Mask sizes | Health |  | Helps breath for newborn |  | Not engraved | 2022-02-13 | 2023-01-26 |  | 37466 |  |  |  | Functional | In use
Resuscitator Manual, Adult, with all mask sizes | Health |  | Helps breath for adult in emergency |  | Not engraved | 2022-02-13 | 2023-01-26 |  | 47724 |  |  |  | Functional | In use
Suction Apparatus, (Electric) | Health |  | Qty: 1. Removes fluid from airway |  | Not engraved | 2022-02-13 | 2023-01-26 |  | 136529 |  |  |  | Functional | In use
Nebulizer, Ultrasonic | Health |  | Qty: 1. Delivers medicine as mist to breathe |  | Not engraved | 2022-02-13 | 2023-01-26 |  | 69318 |  |  |  | Functional | In use
Oxygen Concentrator, Duo Flow | Health |  | Produces continuous oxygen for patients |  | BUMU/2020-2021/UGIFT | 2022-02-13 | 2023-01-26 |  | 8745570 |  |  |  | Functional | In use
Bench | Health |  | Qty: 4. Seating for patients or staff |  | BUMU/2020-2021/UGIFT | 2022-02-13 | 2022-01-26 |  | 1619550 |  |  |  | Functional | All 4 in use
Disinfection Buckets | Health |  | Hold disinfectant for cleaning instruments |  | Not engraved | [7 empty] | Not seen | The supplied one got damaged years ago
Baby Cot | Health |  | Safe bed for newborn babies |  | Not engraved | [7 empty] | Not seen | Not supplied to the health facility
Diagnostic Equipment Set for Ward | Health |  | Basic tools for ward patient examination |  | Not engraved | 2022-02-13 | 2023-01-26 |  | 4858650 |  |  |  | Functional | In use
Hollow Ware Set, Ward | Health |  | Bowls and containers used on the ward |  | Not engraved | 2022-02-13 | 2022-01-26 |  | 4858650 |  |  |  | Functional | In use
Instrument Set, Delivery | Health |  | Used during child birth |  | Not engraved | 2022-02-13 | 2023-01-26 |  | 539958 |  |  |  | Functional | In use
Instrument Set, Stitch Removing | Health |  | For removing sutures |  | Not engraved | 2022-02-13 | 2023-01-26 |  | 116662 |  |  |  | Functional | In use
MVA Kit | Health |  | Qty: 5. Manual vacuum aspiration for uterine evacuation |  | Not engraved | 2022-02-13 | 2023-01-26 |  | 96958 |  |  |  | Functional | 2 in use, 3 in store
Stool, Laboratory | Health |  | Seating for lab staff |  | BUMU/2020-2021/UGIFT | 2023-02-13 | 2023-01-26 |  | 23788 |  |  |  | Functional | In use
Penguin Sucker | Health |  | Clears newborn airway |  | Not engraved | 2022-02-13 | 2023-01-26 |  | 103382 |  |  |  | Functional | In use
Fetoscope, Dopplar | Health |  | Listens to foetal heart |  | Not engraved | 2022-02-13 | 2023-01-26 | [5 empty] | Functional | In use
Bubble CPAP | Health |  | Helps baby breath |  | Not engraved | 2022-02-13 | 2023-01-26 | [5 empty] | Functional | In use
Centrifuge (Electric) | Health |  | Spins blood samples |  | Not engraved | 2022-02-13 | 2023-01-26 | [5 empty] | Not seen | Relocated to Muyembe HC IV by the District Health Officer because it had a lot of work there
Kangaroo Mother Care Chair | Health |  | Qty: 1. To hold newborn, especially premature |  | Not engraved | 2022-02-13 | 2023-01-26 |  | 647820 |  |  |  | Functional | In use
Radiant Infant Warmer | Health |  | Keeps newborn warm |  | Not engraved | [7 empty] | Not seen | Not supplied
Haemoglobin Meter, Sahli | Health |  | Measures haemoglobin |  | Not engraved | 2022-02-13 | 2023-01-26 |  | 618452 |  |  |  | Functional | In use
Delivery Bed | Health |  | Qty: 1. For labour and delivery |  | Not engraved | 2022-02-13 | 2023-01-26 | [5 empty] | Functional | In use
Examination light | Health |  | Qty: 3. Bright light for procedures |  | Not engraved | 2022-02-13 | 2023-01-26 | [5 empty] | Functional | In use
Instrument set, ENT Basic for HCIII | Health |  | For basic ENT procedures |  | Not engraved | 2022-02-13 | 2023-01-26 |  | 6586170 |  |  |  | Functional | In use
Bag Valve mask (Ambu Bag), Neonatal | Health |  | Qty: 45. For neonatal resuscitation |  | Not engraved | 2022-02-13 | 2023-01-26 |  | 269925 |  |  |  | Functional | 10 in use, 35 in store
Incubator | Health |  | For caring for premature babies |  | Not engraved | 2023-02-13 | 2023-01-26 | [5 empty] | Functional | Not delivered at the facility
Office Chair | Health |  | Qty: 6. For office seating |  | BUMU/2020-2021/UGIFT | 2022-02-13 | 2023-01-26 |  | 242934 |  |  |  | Functional | All 6 in use
Desk | Health |  | Qty: 6. For office work |  | BUMU/2020-2021/UGIFT | 2022-02-13 | 2023-01-26 |  | 798978 |  |  |  | Functional | All 6 in use
Filing Cabinet | Health |  | Qty: 6. For storing files and documents |  | Not engraved | 2022-02-13 | 2023-01-26 | 971,730 |  |  |  |  | Functional | 4 in use while 2 are malfunctional
Non Residential Buildings | Health |  | Health facilities such as wards, toilets and placenta pits |  | Not engraved | [7 empty] | Functional | Maternity ward, laboratory, toilets for the facility and staff quarters, also the placenta pits
Residential Buildings | Health |  | Staff housing for health workers |  | Not engraved | [7 empty] | Poor state | Staff quarters are in poor state with a huge crack on the walls, hence a risk. Staff now occupy the store where they stay
NAME OF LG: BULAMBULI DISTRICT LOCAL GOVERNMENT NAME OF HEALTH FACILITY: BUNANGAKA HC III
Equipment/ Item | Department | Asset Number | Item | Life in Months | Tag Number ( engrave no.) | Date Of Purchase | Date Placed In Service | Recoverable cost | Cost | Acc Dep Cost | Net Book Value | Ytd Deprn | Equipment status | Remarks
Description
B.P. Machine, Digital | Delivery room / Maternity ward / OPD |  | Qty: 4. Palm electronic case |  | Not engraved | [7 empty] | Functional
B.P. Machine (Aneroid wall mounted) | Consultation room |  | Qty: 2. Analogue with arm cuff |  | Not engraved | [7 empty] | Functional
Autoclave 20 Liters., Duo Operated | Delivery room |  | Qty: 1. Steam sterilizer medical tool |  | Not engraved | [7 empty] | Functional
Bowl, Kick | Labour suite |  | Qty: 1. Stainless with bucket |  | Not engraved | [7 empty] | Functional
Bowl Stand | Labour suite |  | Qty: 4. Stainless with basin |  | Not engraved | [7 empty] | Functional
Counting chamber Neubauer- Improved | Store |  | Qty: 2. With a glass microscope |  | Not engraved | [7 empty] | Functional
Cupboard Steel, Lockable | Consultation room / EPI |  | Qty: 4. Swing door with a locker |  | Not engraved | [7 empty] | Functional
Drip Stand | General ward / Laboratory / Labour suite / Maternity room |  | Qty: 14. Hooked for bottle holding |  | Not engraved | [7 empty] | Functional | carried as 14.
ESR Stand | Store |  | Qty: 1. Vertical aligned with stand |  | Not engraved | [7 empty] | Functional | Status on the facing page reads not in use.
Examination Couch | Antenatal ward / Female ward |  | Qty: 3. Adjustable in height |  | Not engraved | [7 empty] | Functional
Examination light, LED | Delivery room |  | Qty: 2. With head lights |  | Not engraved | [7 empty] | Functional
Glucometer | Laboratory |  | Qty: 2. Medical equipment with strip / lancet |  | Not engraved | [7 empty] | Functional
Haemoglobin Meter, Digital | Laboratory |  | Qty: 2. With head piece |  | Not engraved | [7 empty] | Functional
Height Meter | Store |  | Qty: 1. Fixed with head piece |  | Not engraved | [7 empty] | Functional
Instrument Trolley | Antenatal room / Maternity ward |  | Qty: 4. With rails movable |  | Not engraved | [7 empty] | Functional
Microscope Binocular | Laboratory |  | Qty: 1. With knobs and ocular lens |  | Not engraved | [7 empty] | Functional
Otoscope | Store |  | Qty: 1. Hand held with lens |  | Not engraved | [7 empty] | Functional
Patient Screen | Consultation room / General ward |  | Qty: 4. White free standing curtain |  | Not engraved | [7 empty] | Functional
Patient Trolley | Antenatal room |  | Qty: 1. Movable with side rails |  | Not engraved | [7 empty] | Functional
Refrigerator, Basic | Laboratory |  | Qty: 1. Double door |  | Not engraved | [7 empty] | Functional
Stethoscope | Consultation room |  | Qty: 1. With stem valve medical tool |  | Not engraved | [7 empty] | Functional
Stop Watch | Laboratory |  | Qty: 1. Reset / start feature |  | Not engraved | [7 empty] | Functional
Stretcher | Antenatal room |  | Qty: 1. Scooped medical |  | Not engraved | [7 empty] | Functional
Stove, Gas | Staff quarters |  | Qty: 1. Has cook top |  | Not engraved | [7 empty] | Functional
Weighing Scale with Height Meter, Adult | Reception |  | Qty: 2. Has meter reading manual |  | Not engraved | [7 empty] | Functional
Weighing Scale, Infant | EPI |  | Qty: 2. Stainless with baby pan |  | Not engraved | [7 empty] | Functional
Weighing Scale, Toddler | Labour suite |  | Qty: 2. Has movable tray |  | Not engraved | [7 empty] | Functional
Wheel Chair | Health |  | Has arm rest |  | Not engraved | [7 empty] | Functional | Department marked N/A; count blank.
Audio Visual Equipment | Health |  |  |  | Not engraved | [7 empty] | Functional | 00 written in the count column.
Medical Waste Bin | Antenatal room / Laboratory / Reception |  | Qty: 6. Metallic with pedal |  | Not engraved | [7 empty] | Functional
Wall clock | Consultation room / Reception |  | Qty: 1 |  | Not engraved | [7 empty] | Functional | Handwritten extra line between Stop Watch and Stretcher.
Wall Clock | Antenatal room |  | Qty: 4. Decorative mounted on wall |  | Not engraved | [7 empty] | Functional
Diagnostic Equipment Set for MCH | Delivery room / Store |  | Qty: 2. Has surgical scoped tray |  | Not engraved | [7 empty] | Functional
Diagnostic Equipment Set for OPD | Store |  | Qty: 2. Has triage pack set |  | Not engraved | [7 empty] | Functional
Glassware Set, Laboratory, Basic | Laboratory |  | Qty: 2. Silicate made |  | Not engraved | [7 empty] | Functional
Hollow Ware Set, Treatment | Store |  | Qty: 3. Container made with tools |  | Not engraved | [7 empty] | Functional
Instrument Set, Dressing | General ward |  | Qty: 2. Sterile surgical tools |  | Not engraved | [7 empty] | Functional
Instrument Set, Basic ENT | Store |  | Qty: 3. Has forceps and mirrors |  | Not engraved | [7 empty] | Functional
Instrument Set, Suture | Store |  | Qty: 3. Hand held scalpels |  | Not engraved | [7 empty] | Functional
Pulse Oximeter, Hand held | Consultation room |  | Qty: 2. Plastic finger reader |  | Not engraved | [7 empty] | Functional
Bed, Adult Patient with Mattress | General ward |  | Qty: 10. Adjustable with rails |  | Not engraved | [7 empty] | Functional | Extra figures 02 / 02+08 also appear beside the ward line; whether within the 10 or additional is not clear.
Bed, Adult Patient with Mattress | Staff quarters |  | Qty: 2. Movable |  | Not engraved | [7 empty] | Functional
Bed, Pediatric Patient, With Mattress | General ward |  | Qty: 6. Adjustable |  | Not engraved | [7 empty] | Functional
Bedside Locker | Health |  | Movable with door locker |  | Not engraved | [7 empty] | Functional | Department / count marked N/A or soft.
Cupboard, Instrument | EPI |  | Qty: 1. Has a key lock |  | Not engraved | [7 empty] | Functional
Delivery Bed, Hydraulic Manual | Labour suite |  | Qty: 1. Has manual foot pump |  | Not engraved | [7 empty] | Functional
Oxygen Therapy Apparatus, Minimum 45L cylinder | Store |  | Qty: 2. Has plastic tube |  | Not engraved | [7 empty] | Functional
Resuscitator Manual, Infant, with all Mask sizes | Store |  | Qty: 2. Hand held with valve bag |  | Not engraved | [7 empty] | Functional
Resuscitator Manual, Adult, with all mask sizes | Store |  | Qty: 2. Hand held with oxygen reservoir |  | Not engraved | [7 empty] | Functional
Suction Apparatus, (Electric) | Store |  | Qty: 2. Battery operated |  | Not engraved | [7 empty] | Functional
Nebulizer, Ultrasonic | Store |  | Qty: 1. Electronic with outlets |  | Not engraved | [7 empty] | Functional
Oxygen Concentrator, Duo Flow | Store |  | Qty: 4. Chargeable tool |  | Not engraved | [7 empty] | Functional
Bench | OPD / Reception |  | Qty: 4. Wood made |  | Not engraved | [7 empty] | Functional
Disinfection Buckets | Labour suite / Store |  | Qty: 6. Plastic made for utensils and instruments |  | Not engraved | [7 empty] | Functional
Baby Cot | Labour suite / Postnatal room |  | Qty: 5. Stainless made with mattress |  | Not engraved | [7 empty] | Functional
Diagnostic Equipment Set for Ward | Store |  | Qty: 3. Surgical scoped with instruments |  | Not engraved | [7 empty] | Functional
Hollow Ware Set, Ward | Store |  | Qty: 3. Surgical scoped with equipments |  | Not engraved | [7 empty] | Functional
Instrument Set, Delivery | Labour suite |  | Qty: 3. Stainless tools |  | Not engraved | [7 empty] | Functional
Instrument Set, Stitch Removing | Store |  | Qty: 3. Has a needle and scissors |  | Not engraved | [7 empty] | Functional
MVA Kit | Store |  | Qty: 4. Hand held with tubing valve |  | Not engraved | [7 empty] | Functional
Stool, Laboratory | Store |  | Qty: 1. Movable with rails |  | Not engraved | [7 empty] | Functional
Penguin Sucker | Labour suite |  | Qty: 3. Has candy holder |  | Not engraved | [7 empty] | Functional
Fetoscope, Doppler | Labour suite |  | Qty: 2. Hollow surgical tools |  | Not engraved | [7 empty] | Functional
Bubble CPAP | Store |  | Qty: 2. Limbs and chambers |  | Not engraved | [7 empty] | Functional
Centrifuge (Electric) | Store |  | Qty: 2. Has control pannel |  | Not engraved | [7 empty] | Functional
Kangaroo Mother Care Chair | Labour suite |  | Qty: 1. Made of castors |  | Not engraved | [7 empty] | Functional
Radiant Infant Warmer | Health |  |  |  | Not engraved | [7 empty] | Functional | 00 written in the count column; department N/A.
Haemoglobin Meter, Sahli | Store |  | Qty: 2. Has a stirring rod glass |  | Not engraved | [7 empty] | Functional
Delivery Bed | Health |  |  |  | Not engraved | [7 empty] | Functional | Handwritten line; 00 written in the count column.
Examination light | Health |  |  |  | Not engraved | [7 empty] | Functional | Handwritten line; 00 written in the count column.
Instrument set, ENT Basic for HCIII | Store |  | Qty: 3. Basic surgery equipment set minor |  | Not engraved | [7 empty] | Functional
Bag Valve mask (Ambu Bag), Neonatal | Health |  |  |  | Not engraved | [7 empty] | Functional | 00 written in the count column; department N/A.
Incubator | Health |  |  |  | Not engraved | [7 empty] | Functional | 00 written in the count column; department N/A.
Office Chair | Antenatal room / Consultation room / Dispensary / EPI |  | Qty: 7. Adjustable with mesh back |  | Not engraved | [7 empty] | Functional | total count 07.
Desk | Consultation room / Laboratory |  | Qty: 8. Flat work space / wood made |  | Not engraved | [7 empty] | Functional | Page also shows location splits.
Placenta pit | Health |  | Qty: 1. Placenta pit / lined |  | Not engraved | [7 empty] | Functional | Page also shows a 2-stance pit-latrine wording nearby.
Filing Cabinet | Antenatal room / Laboratory |  | Qty: 3. Metallic with multiple shelves |  | Not engraved | [7 empty] | Functional
Septic tank | Health |  | Qty: 1. Concrete made with covers |  | Not engraved | [7 empty] | Functional
Water tanks | General |  | Qty: 4. Stand tanks 5000 ltrs / 1000 ltrs / 10000 ltrs |  | Not engraved | [7 empty] | Functional | Litre sizes as written; one figure may read 10000 twice.
Solar Batteries | Health |  |  |  | Not engraved | [7 empty] | Functional | Handwritten line under Solar panels; count blank.
Solar panels | Health |  | Qty: 4. Chargeable with batteries |  | Not engraved | [7 empty] | Functional | Facing-page status also notes working / non-functional figures that do not clearly match the count 04.
Non Residential Buildings - staff toilet | Staff toilets |  | Qty: 1. 2-stance |  | Not engraved | [7 empty] | Functional
Non Residential Buildings - toilet / pit latrine | General |  | Qty: 2. Out stance building |  | Not engraved | [7 empty] | Functional
Wood shelves | Health |  | Furniture made |  | Not engraved | [7 empty] | Functional | Count blank.
Residential Buildings - staff quarters | Staff housing |  | Qty: 1. 2 stance building |  | Not engraved | [7 empty] | Functional
Oxygen cylinder | Health |  | Qty: 2 |  | Not engraved | [7 empty] | Functional | Handwritten line below Oxygen Concentrator.
Kidney dish basin | Delivery room |  |  |  | Not engraved | [7 empty] | Functional | Count blank; life column reads 12 month.
Kidney dish | Store |  | With Cranks |  | Not engraved | [7 empty] | Functional | Count blank; description soft.
NAME OF LG: BULAMBULI DISTRICT LOCAL GOVERNMENT NAME OF HEALTH FACILITY: BWIKHONGE HC III
Equipment/ Item | Department | Asset Number | Item | Life in Months | Tag Number ( engrave no.) | Date Of Purchase | Date Placed In Service | Recoverable cost | Cost | Acc Dep Cost | Net Book Value | Ytd Deprn | Equipment status | Remarks
Description
B.P. Machine, Digital | Maternity ward |  | Palm electronic device |  | Not engraved | [7 empty] | Functional | No clear quantity in the count column.
B.P. Machine (Aneroid wall mounted) | EPI / OPD |  | Qty: 2. Analog with cuff arm |  | Not engraved | [7 empty] | Functional
Autoclave 20 Liters, Duo Operated | Laboratory |  | Qty: 2. Steam sterilizer |  | Not engraved | [7 empty] | Functional
Bowl, Kick | Maternity ward |  | Qty: 1. Stainless with bucket / wheels |  | Not engraved | [7 empty] | Functional
Bowl Stand | Maternity ward |  | Qty: 4. Stainless with basin like |  | Not engraved | [7 empty] | Functional
Cupboard Steel, Lockable | EPI / OPD |  | Qty: 4. Locally made with swings / hinges |  | Not engraved | [7 empty] | Functional
Drip Stand | Maternity ward / Store |  | Qty: 8. Hooked for bottle holding |  | Not engraved | [7 empty] | Functional
ESR Stand | Health |  | Qty: 2. Vertical alignment |  | Not engraved | [7 empty] | Functional
Examination Couch | EPI / Maternity ward |  | Qty: 4. Steel stainless adjustable in height |  | Not engraved | [7 empty] | Functional
Examination light, LED | EPI |  |  |  | Not engraved | [7 empty] | Functional | N/A / blank in the count column.
Glucometer | Laboratory / Maternity ward |  | Qty: 2. Strip lancet tool |  | Not engraved | [7 empty] | Functional
Haemoglobin Meter, Digital | Laboratory / Store |  | Qty: 2. Medical tool with lancet |  | Not engraved | [7 empty] | Functional
Height Meter | Antenatal ward |  | Qty: 2. Fixed with head piece |  | Not engraved | [7 empty] | Functional
Instrument Trolley | EPI |  | Qty: 1. Movable with rails stainless |  | Not engraved | [7 empty] | Functional
Microscope Binocular | Laboratory |  | Qty: 1. Has knobs with lens |  | Not engraved | [7 empty] | Functional
Otoscope | Health |  |  |  | Not engraved | [7 empty] | Functional | Asterisk marked; row otherwise blank.
Patient Screen | EPI / Maternity ward |  | Qty: 4. Have standing curtain |  | Not engraved | [7 empty] | Functional | A further 01 against E.P.I is soft; total may be 5.
Patient Trolley | Antenatal ward |  | Qty: 1. Movable with side rails |  | Not engraved | [7 empty] | Functional
Refrigerator, Basic | OPD / Store |  | Qty: 2 |  | Not engraved | [7 empty] | Functional
Stethoscope | OPD / Store |  | Qty: 2. With steam value |  | Not engraved | [7 empty] | Functional | Description wording is odd for a stethoscope; soft.
Stop Watch | Laboratory |  | Qty: 1. Reset start feature |  | Not engraved | [7 empty] | Functional
Stretcher | Health |  |  |  | Not engraved | [7 empty] | Functional | Checkmarked.
Stove, Gas | Staff quarters |  | Qty: 2. Has a cook top |  | Not engraved | [7 empty] | Functional
Weighing Scale with Height Meter, Adult | OPD / Reception |  | Has a meter reading |  | Not engraved | [7 empty] | Functional | Count column carries description text, not a clear quantity.
Weighing Scale, Infant | OPD / Store |  | Qty: 2 |  | Not engraved | [7 empty] | Functional
Weighing Scale, Toddler | Store |  | Qty: 2 |  | Not engraved | [7 empty] | Functional
Wheel Chair | Store |  | Has a rest arm |  | Not engraved | [7 empty] | Functional | No clear quantity in the count column.
Audio Visual Equipment | Health |  |  |  | Not engraved | [7 empty] | Functional | 00 written in the count column.
Medical Waste Bin | Antenatal ward |  | Qty: 6. Metallic with pedal |  | Not engraved | [7 empty] | Functional
Wall Clock | Health |  |  |  | Not engraved | [7 empty] | Functional | 00 written in the count column.
Diagnostic Equipment Set for MCH | Maternity ward / Store |  | Qty: 2. Has surgical scalpel tools |  | Not engraved | [7 empty] | Functional
Diagnostic Equipment Set for OPD | Administration / Triage |  | Qty: 2. Has pack set |  | Not engraved | [7 empty] | Functional
Glassware Set, Laboratory, Basic | Laboratory / Store |  | Qty: 2. Silicate made |  | Not engraved | [7 empty] | Functional
Hollow Ware Set, Treatment | IPD / OPD |  | Qty: 2. Container made with metal / tools |  | Not engraved | [7 empty] | Functional
Instrument Set, Dressing | IPD / OPD |  | Qty: 4. Sterile surgical tools |  | Not engraved | [7 empty] | Functional
Instrument Set, Basic ENT | OPD |  | Qty: 1. Has forceps and mirrors |  | Not engraved | [7 empty] | Functional
Instrument Set, Suture | IPD / OPD |  | Qty: 3. Has scalp and surgical tools |  | Not engraved | [7 empty] | Functional
Pulse Oximeter, Hand held | Maternity ward / OPD |  | Qty: 2. Plastic finger reader |  | Not engraved | [7 empty] | Functional
Bed, Adult Patient with Mattress | IPD / Store |  | Qty: 10. Adjustable with rails movable |  | Not engraved | [7 empty] | Functional
Bed, Pediatric Patient, With Mattress | IPD |  | Qty: 2. Cranks |  | Not engraved | [7 empty] | Functional
Bedside Locker | Antenatal ward / Maternity ward / Store |  | Qty: 2. Adjustable |  | Not engraved | [7 empty] | Functional | Count soft on one reading (02 vs 20); carried as 2.
Cupboard, Instrument | Antenatal ward |  | Qty: 1. Furniture made with locker / has key lockers |  | Not engraved | [7 empty] | Functional
Delivery Bed, Hydraulic Manual | Maternity ward |  | Qty: 1. Has a foot pump |  | Not engraved | [7 empty] | Functional
Oxygen Therapy Apparatus, Minimum 45L cylinder | IPD |  | Qty: 2. Has plastic tubes |  | Not engraved | [7 empty] | Functional
Resuscitator Manual, Infant, with all Mask sizes | Maternity ward |  | Qty: 1. Hand held valve bag with mask |  | Not engraved | [7 empty] | Functional
Resuscitator Manual, Adult, with all mask sizes | Maternity ward |  | Qty: 1. Hand held with oxygen reservoir / mask |  | Not engraved | [7 empty] | Functional
Suction Apparatus, (Electric) | Maternity ward |  | Qty: 1. Battery operated |  | Not engraved | [7 empty] | Functional
Nebulizer, Ultrasonic | Health |  |  |  | Not engraved | [7 empty] | Functional | N/A / struck through in the count column.
Oxygen Concentrator, Duo Flow | Maternity ward |  | Qty: 1. Chargeable for 1 |  | Not engraved | [7 empty] | Functional
Bench | EPI / OPD |  | Qty: 4. Furniture wood made |  | Not engraved | [7 empty] | Functional
Disinfection Buckets | Maternity ward |  | Qty: 6. Plastic made for utensils |  | Not engraved | [7 empty] | Functional
Baby Cot | Maternity ward / Postnatal ward |  | Qty: 2. Stainless made with mattress |  | Not engraved | [7 empty] | Functional | Page note small metallic; count soft on one reading (02 vs 03).
Diagnostic Equipment Set for Ward | IPD |  | Qty: 2. Surgical set with instruments |  | Not engraved | [7 empty] | Functional
Hollow Ware Set, Ward | IPD |  | Qty: 2. Surgical tray / set with equipment |  | Not engraved | [7 empty] | Functional
Instrument Set, Delivery | Maternity ward |  | Qty: 7. Has stainless tools / non-sterile tools |  | Not engraved | [7 empty] | Functional
Instrument Set, Stitch Removing | IPD |  | Has scissors / needle |  | Not engraved | [7 empty] | Functional | Count soft (02 vs 07); left blank.
MVA Kit | Maternity ward |  | Qty: 4. Manual hand held with valve |  | Not engraved | [7 empty] | Functional | Hand note: manual kit reusable.
Stool, Laboratory | Laboratory |  | Qty: 3. Movable |  | Not engraved | [7 empty] | Functional
Penguin Sucker | Maternity ward |  | Qty: 3. Plastic made candy holder |  | Not engraved | [7 empty] | Functional
Fetoscope, Doppler | Health |  |  |  | Not engraved | [7 empty] | Functional | N/A written in the department / count area.
Bubble CPAP | Health |  |  |  | Not engraved | [7 empty] | Functional | N/A written in the department / count area.
Centrifuge (Electric) | Laboratory |  | Qty: 1. Has control panel |  | Not engraved | [7 empty] | Functional
Kangaroo Mother Care Chair | Postnatal ward |  | Qty: 1. Made of castors |  | Not engraved | [7 empty] | Functional
Radiant Infant Warmer | Health |  |  |  | Not engraved | [7 empty] | Functional | N/A written in the department / count area.
Haemoglobin Meter, Sahli | Store |  | Qty: 2. Has stirring rods and glass |  | Not engraved | [7 empty] | Functional
Delivery Bed | Health |  |  |  | Not engraved | [7 empty] | Functional | N/A written in the department / count area; later than the hydraulic delivery bed line.
Examination light | Maternity ward / Store |  | Qty: 2. Head lamp featured |  | Not engraved | [7 empty] | Functional
Instrument set, ENT Basic for HCIII | OPD |  | Qty: 2. Basic surgery equipment set minor |  | Not engraved | [7 empty] | Functional
Bag Valve mask (Ambu Bag) Neonatal | Labour suite / Maternity ward |  | Qty: 2. Hand handled self-inflating / inflating bag |  | Not engraved | [7 empty] | Functional
Incubator | Health |  |  |  | Not engraved | [7 empty] | Functional | 00 / N/A written in the count column.
Office Chair | OPD |  | Qty: 7. Swivel / swing adjustable with mesh back |  | Not engraved | [7 empty] | Functional
Desk | OPD / Store |  | Qty: 3. Flat top / flat work space wooden |  | Not engraved | [7 empty] | Functional
Filing Cabinet | Records room |  | Qty: 2. Metallic with multiple drawers |  | Not engraved | [7 empty] | Functional
Non Residential Buildings - toilets | General |  | Qty: 3. 2-stance |  | Not engraved | [7 empty] | Functional
Residential Buildings - staff quarters | Staff housing |  | Qty: 1. 2-stance building |  | Not engraved | [7 empty] | Functional
Placenta pit | General / Staff room |  | 4-stance pit latrine written nearby |  | Not engraved | [7 empty] | Functional | Quantity soft (possible 09); septic tank noted in margin.
Solar batteries | Health |  | Qty: 6 |  | Not engraved | [7 empty] | Functional | Handwritten addition; count may belong with non-residential buildings heading on one reading.
Solar panel | Health |  | Qty: 4 |  | Not engraved | [7 empty] | Functional | Handwritten addition; count soft on one reading.
NAME OF LG: BULAMBULI DISTRICT LOCAL GOVERNMENT NAME OF HEALTH FACILITY: KAMU HC III
Equipment/ Item | Department | Asset Number | Item | Life in Months | Tag Number ( engrave no.) | Date Of Purchase | Date Placed In Service | Recoverable cost | Cost | Acc Dep Cost | Net Book Value | Ytd Deprn | Equipment status | Remarks
Description
B.P. Machine, Digital | MCH / OPD |  | Qty: 5 |  | Not engraved |  | 2025-08-06 | [5 empty] | Functional
B.P. Machine (Aneroid wall mounted) | MCH / OPD |  | Qty: 3 |  | Not engraved |  | 2025-08-06 | [5 empty] | Functional
Autoclave 20 Liters.,Duo Operated | MCH |  | Qty: 2 |  | Not engraved |  | 2025-08-06 | [5 empty] | Functional
Bowl, Kick | Labour suite |  | Qty: 2 |  | Not engraved |  | 2025-08-06 | [5 empty] | Functional
Bowl Stand | Health |  | Qty: 2 |  | Not engraved |  | 2025-08-06 | [5 empty] | Functional
Counting chamber Neubauer- Improved | Laboratory |  | Qty: 2 |  | Not engraved |  | 2025-08-06 | [5 empty] | Functional
Cupboard Steel, Lockable | General |  |  |  | Not engraved |  | 2025-08-06 | [5 empty] | Functional | The count column reads 5 or 7 and does not resolve to one figure.
Drip Stand | General ward |  | Qty: 13 |  | Not engraved |  | 2025-08-06 | [5 empty] | Functional
ESR Stand | Health |  | Qty: 1 |  | Not engraved |  | 2025-08-06 | [5 empty] | Functional
Examination Couch | MCH |  | Qty: 6 |  | Not engraved |  | 2025-08-06 | [5 empty] | Functional
Examination light,LED | General |  |  |  | Not engraved |  | 2025-08-06 | [5 empty] | Functional | The count column is written over and does not resolve to a figure.
Glucometer | Laboratory |  | Qty: 4 |  | Not engraved |  | 2025-08-06 | [5 empty] | Functional
Haemoglobin Meter, Digital | Laboratory |  | Qty: 2 |  | Not engraved |  | 2025-08-06 | [5 empty] | Functional
Height Meter | MCH / OPD |  | Qty: 2 |  | Not engraved |  | 2025-08-06 | [5 empty] | Functional
Instrument Trolley | MCH |  | Qty: 5 |  | Not engraved |  | 2025-08-06 | [5 empty] | Functional
Microscope Binocular | Laboratory |  | Qty: 2 |  | Not engraved |  | 2025-08-06 | [5 empty] | Functional
Otoscope | ENT / OPD |  | Qty: 1 |  | Not engraved |  | 2025-08-06 | [5 empty] | Functional
Patient Screen | Laboratory |  | Qty: 8. 6 functional |  | Not engraved |  | 2025-08-06 | [5 empty] | 2 faulty
Patient Trolley | General |  | Qty: 3. 1 for theatre |  | Not engraved |  | 2025-08-06 | [5 empty] | Functional
Refrigerator, Basic | Laboratory / Labour suite / MCH |  | Qty: 3 |  | Not engraved |  | 2025-08-06 | [5 empty] | Functional
Stethoscope | General |  | Qty: 8 |  | Not engraved |  | 2025-08-06 | [5 empty] | Functional
Stop Watch | General |  | Qty: 1 |  | Not engraved |  | 2025-08-06 | [5 empty] | Functional
Stretcher | General |  | Qty: 1 |  | Not engraved |  | 2025-08-06 | [5 empty] | Functional
Stove, Gas | Kitchen |  | Qty: 1 |  | Not engraved |  | 2025-08-06 | [5 empty] | Functional
Weighing Scale with Height Meter, Adult | MCH / OPD |  | Qty: 5 |  | Not engraved |  | 2025-08-06 | [5 empty] | Functional
Weighing Scale, Infant | MCH |  | Qty: 4 |  | Not engraved |  | 2025-08-06 | [5 empty] | Functional
Weighing Scale, Toddler | MCH / OPD |  | Qty: 2 |  | Not engraved |  | 2025-08-06 | [5 empty] | Functional
Wheel Chair | General |  | Qty: 3 |  | Not engraved |  | 2025-08-06 | [5 empty] | Functional
Audio Visual Equipment | Laboratory |  |  |  | Not engraved | [7 empty] | Functional | No count is written against this line.
Medical Waste Bin | General ward |  | Qty: 20 |  | Not engraved |  | 2025-08-06 | [5 empty] | Functional
Wall Clock | General |  | Qty: 5 |  | Not engraved |  | 2025-08-06 | [5 empty] | Functional
Diagnostic Equipment Set for MCH | MCH |  | Qty: 2 |  | Not engraved |  | 2025-08-06 | [5 empty] | Functional
Diagnostic Equipment Set for OPD | OPD |  | Qty: 2 |  | Not engraved |  | 2025-08-06 | [5 empty] | Functional
Glassware Set, Laboratory, Basic | Laboratory |  | Qty: 2 |  | Not engraved |  | 2025-08-06 | [5 empty] | Functional
Hollow Ware Set, Treatment | General |  | Qty: 2 |  | Not engraved |  | 2025-08-06 | [5 empty] | Functional
Instrument Set, Dressing | General |  | Qty: 2 |  | Not engraved |  | 2025-08-06 | [5 empty] | Functional
Instrument Set, Basic ENT | Health |  | Qty: 2 |  | Not engraved |  | 2025-08-06 | [5 empty] | Functional
Instrument Set, Suture | Health |  | Qty: 2 |  | Not engraved |  | 2025-08-06 | [5 empty] | Functional
Pulse Oximeter, Hand held | OPD |  | Qty: 1 |  | Not engraved |  | 2025-08-06 | [5 empty] | Functional
Bed, Adult Patient with Mattress | General ward |  | Qty: 20 |  | Not engraved |  | 2025-08-06 | [5 empty] | Functional
Bed, Pediatric Patient, With Mattress | Children ward |  | Qty: 4 |  | Not engraved |  | 2025-08-06 | [5 empty] | Functional
Bedside Locker | General ward |  | Qty: 6 |  | Not engraved |  | 2025-08-06 | [5 empty] | Functional
Cupboard, Instrument | General ward |  | Qty: 3 |  | Not engraved |  | 2025-08-06 | [5 empty] | Functional
Delivery Bed, Hydraulic Manual | MCH |  | Qty: 4 |  | Not engraved |  | 2025-08-06 | [5 empty] | Functional
Oxygen Therapy Apparatus, Minimum 45L cylinder | MCH |  | Qty: 2 |  | Not engraved |  | 2025-08-06 | [5 empty] | Functional
Resuscitator Manual, Infant, with all Mask sizes | Labour suite |  | Qty: 6 |  | Not engraved |  | 2025-08-06 | [5 empty] | Functional
Resuscitator Manual, Adult, with all mask sizes | General |  | Qty: 5 |  | Not engraved |  | 2025-08-06 | [5 empty] | Functional
Suction Apparatus, (Electric) | MCH |  | Qty: 2 |  | Not engraved |  | 2025-08-06 | [5 empty] | Functional
Nebulizer, Ultrasonic | Laboratory |  | Qty: 1 |  | Not engraved |  | 2025-08-06 | [5 empty] | Functional
Oxygen Concentrator, Duo Flow | MCH |  | Qty: 2 |  | Not engraved |  | 2025-08-06 | [5 empty] | Functional
Bench | General |  | Qty: 4 |  | Not engraved |  | 2025-08-06 | [5 empty] | Functional
Disinfection Buckets | General ward |  | Qty: 4 |  | Not engraved |  | 2025-08-06 | [5 empty] | Functional
Baby Cot | MCH |  | Qty: 3 |  | Not engraved |  | 2025-08-06 | [5 empty] | Functional
Diagnostic Equipment Set for Ward | General ward |  | Qty: 2 |  | Not engraved |  | 2025-08-06 | [5 empty] | Functional
Hollow Ware Set, Ward | General ward |  | Qty: 2 |  | Not engraved |  | 2025-08-06 | [5 empty] | Functional
Instrument Set, Delivery | Labour suite / MCH |  | Qty: 2 |  | Not engraved |  | 2025-08-06 | [5 empty] | Functional
Instrument Set, Stitch Removing | General ward |  | Qty: 2 |  | Not engraved |  | 2025-08-06 | [5 empty] | Functional
MVA Kit | MCH |  | Qty: 2 |  | Not engraved |  | 2025-08-06 | [5 empty] | Functional
Stool, Laboratory | Laboratory |  | Qty: 3 |  | Not engraved |  | 2025-08-06 | [5 empty] | Functional
Penguin Sucker | MCH |  | Qty: 3 |  | Not engraved |  | 2025-08-06 | [5 empty] | Functional
Fetoscope, Doppler | Labour suite |  | Qty: 3 |  | Not engraved |  | 2025-08-06 | [5 empty] | Functional
Bubble CPAP | Health |  | Qty: 2 |  | Not engraved |  | 2025-08-06 | [5 empty] | Functional
Centrifuge (Electric) | Laboratory |  | Qty: 1 |  | Not engraved |  | 2025-08-06 | [5 empty] | Functional
Kangaroo Mother Care Chair | MCH |  | Qty: 1 |  | Not engraved |  | 2025-08-06 | [5 empty] | Functional
Radiant Infant Warmer | MCH |  | Qty: 2 |  | Not engraved |  | 2025-08-06 | [5 empty] | Functional
Haemoglobin Meter, Sahli | Laboratory |  | Qty: 2 |  | Not engraved |  | 2025-08-06 | [5 empty] | Functional
Delivery Bed | MCH |  | Qty: 4 |  | Not engraved |  | 2025-08-06 | [5 empty] | Functional
Examination light | MCH / OPD |  | Qty: 4 |  | Not engraved |  | 2025-08-06 | [5 empty] | Functional
Instrument set, ENT Basic for HCIII | MCH / OPD |  | Qty: 2 |  | Not engraved |  | 2025-08-06 | [5 empty] | Functional
Bag Valve mask (Ambu Bag), Neonatal | Health |  | Qty: 15. Planning to engrave |  | Not engraved |  | 2025-08-06 | [5 empty] | All functional | Engraving is planned but not yet done.
Incubator | MCH |  |  |  | Not engraved |  | 2025-08-06 | [5 empty] | Functional | A dash is written in the count column.
Office Chair | General |  | Qty: 7 |  | Not engraved |  | 2025-08-06 | [5 empty] | Functional
Desk | General |  | Qty: 5 |  | Not engraved |  | 2025-08-06 | [5 empty] | Functional
Filing Cabinet | General ward |  | Qty: 7 |  | Not engraved |  | 2025-08-06 | [5 empty] | Functional
Non Residential Buildings | Health |  | Qty: 5. Two pit latrines, two wards and stores |  | Not engraved |  | 2025-08-06 | [5 empty] | In use
Residential Buildings | Health |  | Qty: 2. Two blocks of staff houses |  | Not engraved |  | 2025-08-06 | [5 empty] | In use
NAME OF LG: SIRONKO DISTRICT LOCAL GOVERNMENT NAME OF HEALTH FACILITY: BUNDEGE HC III
Equipment/ Item | Department | Asset Number | Item | Life in Months | Tag Number ( engrave no.) | Date Of Purchase | Date Placed In Service | Recoverable cost | Cost | Acc Dep Cost | Net Book Value | Ytd Deprn | Equipment status | Remarks
Description
B.P. Machine, Digital | Consultation room |  | Qty: 2. Has electronic upper arm |  | Not engraved | [7 empty] | Functional
B.P. Machine (Aneroid wall mounted) | Store |  | Qty: 2. Has hand bulb pump |  | Not engraved | [7 empty] | Functional
Autoclave 20 Liters., Duo Operated | Health |  |  |  | Not engraved | [7 empty] | Functional | N/R written in the department / count area.
Bowl, Kick | Store |  | Qty: 1. Made of kicked bucket form |  | Not engraved | [7 empty] | Functional
Bowl Stand | Antenatal room |  | Qty: 2. Basin stand form |  | Not engraved | [7 empty] | Functional
Counting chamber Neubauer- Improved | Store |  | Qty: 2. Has a glass microscope |  | Not engraved | [7 empty] | Functional
Cupboard Steel, Lockable | Records room |  | Qty: 2. Made of swing door |  | Not engraved | [7 empty] | Functional
Drip Stand | Antenatal room / Female ward / Male ward |  | Qty: 8. Hooked made for bottle holding |  | Not engraved | [7 empty] | Functional
ESR Stand | Dispensing room |  | Qty: 1. Aligned vertically in nature |  | Not engraved | [7 empty] | Functional
Examination Couch | Antenatal room |  | Qty: 2. Made of height adjustable |  | Not engraved | [7 empty] | Functional
Examination light, LED | Labour suite |  | Qty: 2. Plastic made |  | Not engraved | [7 empty] | Functional
Glucometer | Laboratory |  | Qty: 2. Lancet striped |  | Not engraved | [7 empty] | Functional
Haemoglobin Meter, Digital | Laboratory |  | Qty: 2. Plastic made with specs |  | Not engraved | [7 empty] | Functional
Height Meter | Consultation room |  | Qty: 1. Fixed with head piece |  | Not engraved | [7 empty] | Functional
Instrument Trolley | Labour suite |  | Qty: 2. Movable with wheels |  | Not engraved | [7 empty] | Functional
Microscope Binocular | Laboratory |  | Qty: 1. Olympus lens made |  | Not engraved | [7 empty] | Functional
Otoscope | Laboratory |  | Qty: 1. Handheld with lens |  | Not engraved | [7 empty] | Functional
Patient Screen | Doffing room |  | Qty: 4. Standing curtains |  | Not engraved | [7 empty] | Functional
Patient Trolley | Labour suite |  | Qty: 1. Made of casters |  | Not engraved | [7 empty] | Functional
Refrigerator, Basic | Dispensing room |  | Qty: 1. Double door |  | Not engraved | [7 empty] | Functional
Stethoscope | Consultation room |  | Qty: 4. Doubled with tubes |  | Not engraved | [7 empty] | Functional
Stop Watch | Labour suite |  | Qty: 2. Reset, start featured |  | Not engraved | [7 empty] | Functional
Stretcher | Female ward / Male ward |  | Qty: 1. Wheel managed |  | Not engraved | [7 empty] | Functional
Stove, Gas | Staff quarters |  | Qty: 1. Has a cook top |  | Not engraved | [7 empty] | Empty cylinder
Weighing Scale with Height Meter, Adult | Antenatal room |  | Qty: 2. Meter reading featured |  | Not engraved | [7 empty] | Functional
Weighing Scale, Infant | Store |  | Qty: 2. Has baby bag inside |  | Not engraved | [7 empty] | Not yet use
Weighing Scale, Toddler | Labour suite / Male ward |  | Qty: 2. Stainless tray movable |  | Not engraved | [7 empty] | Functional
Wheel Chair | Antenatal room |  | Has a seat / arm rest |  | Not engraved | [7 empty] | Functional | 00 written in the count column.
Audio Visual Equipment | Health |  |  |  | Not engraved | [7 empty] | Functional | 00 written in the count column.
Medical Waste Bin | Dispensing room / Female ward / Laboratory / Male ward |  | Qty: 6. Made of pedal metallic |  | Not engraved | [7 empty] | Functional
Wall Clock | Administration / In-charge office |  | Qty: 4. Decorative put on wall |  | Not engraved | [7 empty] | Functional
Diagnostic Equipment Set for MCH | Female ward |  | Qty: 2. Non surgical tool |  | Not engraved | [7 empty] | Functional
Diagnostic Equipment Set for OPD | OPD |  | Qty: 2. Triage pack set |  | Not engraved | [7 empty] | Functional
Glassware Set, Laboratory, Basic | Laboratory |  | Qty: 2. Silica made |  | Not engraved | [7 empty] | Functional
Hollow Ware Set, Treatment | Antenatal room |  | Qty: 2. Iron containers |  | Not engraved | [7 empty] | Functional
Instrument Set, Dressing | Labour suite |  | Qty: 2. Sterile tools |  | Not engraved | [7 empty] | Functional
Instrument Set, Basic ENT | Labour suite |  | Qty: 3. Has mirrors |  | Not engraved | [7 empty] | Functional
Instrument Set, Suture | Postnatal room |  | Qty: 2. Has scalp mirrors |  | Not engraved | [7 empty] | Functional
Pulse Oximeter, Hand held | Consultation room |  | Qty: 2. Plastic finger reader |  | Not engraved | [7 empty] | Functional
Bed, Adult Patient with Mattress | Female ward / Male ward / Postnatal room |  | Qty: 10. Adjustable with rails / movable |  | Not engraved | [7 empty] | Functional
Bed, Pediatric Patient, With Mattress | Female ward |  | Qty: 5 |  | Not engraved | [7 empty] | Functional | Department line ends at female / and is incomplete.
Bedside Locker | Female ward / Male ward |  | Glass made with |  | Not engraved | [7 empty] | Functional | Count blank; description incomplete.
Cupboard, Instrument | Antenatal room |  | Qty: 1. Key lockable |  | Not engraved | [7 empty] | Functional
Delivery Bed, Hydraulic Manual | Labour suite |  | Qty: 1. Has a foot pump |  | Not engraved | [7 empty] | Functional
Oxygen Therapy Apparatus, Minimum 45L cylinder | Store |  | Qty: 2. Has tubes |  | Not engraved | [7 empty] | Functional
Resuscitator Manual, Infant, with all Mask sizes | Labour suite |  | Qty: 2. Hand held with bag valve |  | Not engraved | [7 empty] | Functional
Resuscitator Manual, Adult, with all mask sizes | Postnatal room |  | Qty: 2. Bag valve and hand made resuscitator |  | Not engraved | [7 empty] | Functional
Suction Apparatus, (Electric) | Health |  | Qty: 2. Battery operated |  | Not engraved | [7 empty] | Functional
Nebulizer, Ultrasonic | Laboratory |  | Qty: 1. Electronic with outlets |  | Not engraved | [7 empty] | Functional
Oxygen Concentrator, Duo Flow | Laboratory / Store |  | Qty: 4. Chargeable medical tool |  | Not engraved | [7 empty] | Functional
Bench | Dispensing room / Waiting room |  | Qty: 4. Wood furniture made |  | Not engraved | [7 empty] | Functional
Disinfection Buckets | Postnatal room |  | Qty: 6. Plastic made for utensils |  | Not engraved | [7 empty] | Functional
Baby Cot | Labour suite |  | Qty: 5. Stainless made with mattress / casters |  | Not engraved | [7 empty] | Functional
Diagnostic Equipment Set for Ward | Labour suite |  | Qty: 3. Scoped with equipments |  | Not engraved | [7 empty] | Functional
Hollow Ware Set, Ward | Antenatal ward |  | Qty: 3. Surgical set items |  | Not engraved | [7 empty] | Functional
Instrument Set, Delivery | Labour suite |  | Qty: 3. Stainless medical tool |  | Not engraved | [7 empty] | Functional
Instrument Set, Stitch Removing | Antenatal room |  | Qty: 3. Has scissors and needle |  | Not engraved | [7 empty] | Functional
MVA Kit | Antenatal room |  | Qty: 4. Hand held with valve |  | Not engraved | [7 empty] | Functional
Stool, Laboratory | Laboratory |  | Qty: 1. Macintosh covered |  | Not engraved | [7 empty] | Functional | Page wording looks like machitos covered.
Penguin Sucker | Antenatal room |  | Qty: 3. Has carrying basket |  | Not engraved | [7 empty] | Functional
Fetoscope, Doppler | Laboratory / Maternity ward |  | Qty: 2. Hollow surgical, local made |  | Not engraved | [7 empty] | Functional
Bubble CPAP | MCH |  | Qty: 2. Local made |  | Not engraved | [7 empty] | Functional
Centrifuge (Electric) | Laboratory |  | Qty: 2. Has panel control |  | Not engraved | [7 empty] | Functional
Kangaroo Mother Care Chair | Labour suite |  | Qty: 1. Caster made |  | Not engraved | [7 empty] | Kept in store
Radiant Infant Warmer | Health |  |  |  | Not engraved | [7 empty] | Functional | N/R written in the department / count area.
Haemoglobin Meter, Sahli | Health |  |  |  | Not engraved | [7 empty] | Functional | N/R written in the department / count area.
Delivery Bed | Labour suite |  |  |  | Not engraved | [7 empty] | Functional | 00 written in the count column.
Examination light | Antenatal room / General ward / Labour suite |  | Qty: 2. Metallic mobile covered stands / head lamp |  | Not engraved | [7 empty] | Store kept
Instrument set, ENT Basic for HCIII | Health |  |  |  | Not engraved | [7 empty] | Functional | N/R written on the line.
Bag Valve mask (Ambu Bag), Neonatal | Health |  |  |  | Not engraved | [7 empty] | Functional | N/R written on the line.
Incubator | Health |  |  |  | Not engraved | [7 empty] | Functional | N/R written on the line.
Office Chair | Dispensing room / Laboratory / Records room |  | Qty: 7. Rolling chair, adjustable with mesh back |  | Not engraved | [7 empty] | Available and in use / functioning
Desk | Dispensing room / Waiting room |  | Qty: 3. Furniture made with writing surface |  | Not engraved | [7 empty] | Kept in store
Filing Cabinet | Consultation room |  | Qty: 2. Has multiple drawers |  | Not engraved | [7 empty] | Functional
Residential Buildings - gate keeper house | Health |  | Plastered |  | Not engraved | [7 empty] | Functional
Oxygen cylinder | Health |  | Qty: 2 |  | Not engraved | [7 empty] | Empty | Not engraved.
Water tanks | Health |  | Qty: 4 |  | Not engraved | [7 empty] | Working
Non Residential Buildings - placenta pit | Health |  | Placenta disposal |  | Not engraved | [7 empty] | Functional
Non Residential Buildings - toilets | General |  | Dispose waste |  | Not engraved | [7 empty] | Functional
Kidney dish basin | Antenatal ward |  |  |  | Not engraved | [7 empty] | Functional | Count blank.
Residential Buildings - staff quarters | General |  | Qty: 2. 2 house building |  | Not engraved | [7 empty] | Functional
Kidney dish | Male ward |  | Made of cracks |  | Not engraved | [7 empty] | Functional | Count blank; description soft.
Mid Upper Arm Tape | Health |  | Qty: 4. Stretchable medical tool |  | Not engraved | [7 empty] | Functional | Handwritten again on the blank line between adult and pediatric beds; same count 04 as the earlier Mid Upper Arm Tape line.
Mid Upper Arm Tape | Dispensing room |  | Qty: 4. Stretchable medical tool |  | Not engraved | [7 empty] | Functional
NAME OF LG: SIRONKO DISTRICT LOCAL GOVERNMENT NAME OF HEALTH FACILITY: BUYAYA HC II
Equipment/ Item | Department | Asset Number | Item | Life in Months | Tag Number ( engrave no.) | Date Of Purchase | Date Placed In Service | Recoverable cost | Cost | Acc Dep Cost | Net Book Value | Ytd Deprn | Equipment status | Remarks
Description
| Health |  |  |  | Not engraved | [8 empty] | No Asset-Verification-Toolkit.docx on file
NAME OF LG: SIRONKO DISTRICT LOCAL GOVERNMENT NAME OF HEALTH FACILITY: BUYOBO HC III
Equipment/ Item | Department | Asset Number | Item | Life in Months | Tag Number ( engrave no.) | Date Of Purchase | Date Placed In Service | Recoverable cost | Cost | Acc Dep Cost | Net Book Value | Ytd Deprn | Equipment status | Remarks
Description
B.P. Machine, Digital | MCH / OPD |  | Qty: 2. 1 in operation |  | Not engraved |  | 2022 | [5 empty] | 1 is spoilt, non functional
B.P. Machine (Aneroid wall mounted) | MCH / OPD |  | Qty: 2. Spoiled and outdated |  | Not engraved |  | 2022 | [5 empty] | Functional
Autoclave 20 Liters.,Duo Operated | MCH |  | Qty: 2 |  | Not engraved |  | 2022 | [5 empty] | Functional
Bowl, Kick | MCH |  | Qty: 8. Functional |  | Not engraved |  | 2022 | [5 empty] | Functional
Bowl Stand | MCH |  | Qty: 3. Functional |  | Not engraved |  | 2022 | [5 empty] | Functional
Counting chamber Neubauer- Improved | Laboratory |  |  |  | Not engraved |  | 2022 | [5 empty] | Functional | No count is written against this line.
Cupboard Steel, Lockable | General ward |  | Qty: 5 |  | Not engraved |  | 2022 | [5 empty] | Functional
Drip Stand | General ward |  | Qty: 28. Functional |  | Not engraved |  | 2022 | [5 empty] | Functional
ESR Stand | Health |  | Qty: 1 |  | Not engraved | [7 empty] | Not seen | The in-charge came to the facility one year ago and could not speak to this item.
Examination Couch | MCH |  | Qty: 3. Functional |  | Not engraved |  | 2022 | [5 empty] | Functional
Examination light,LED | MCH / Theatre |  | Qty: 3. Functional |  | Not engraved |  | 2022 | [5 empty] | Functional
Glucometer | Laboratory |  | Qty: 1. Outdated |  | Not engraved |  | 2022 | [5 empty] | Outdated
Haemoglobin Meter, Digital | Laboratory |  |  |  | Not engraved |  | 2022 | [5 empty] | Functional | No count is written against this line.
Height Meter | MCH / OPD |  | Qty: 2. Functional |  | Not engraved |  | 2022 | [5 empty] | Functional
Instrument Trolley | MCH |  | Qty: 4. Functional |  | Not engraved |  | 2022 | [5 empty] | Functional
Microscope Binocular | Laboratory |  | Qty: 1. Functional |  | Not engraved |  | 2022 | [5 empty] | Not standard | Recorded as needing another one, an Olympus.
Otoscope | ENT / OPD |  | Qty: 1. Functional |  | Not engraved |  | 2022 | [5 empty] | Functional
Patient Screen | Laboratory |  | Qty: 5. Functional |  | Not engraved |  | 2022 | [5 empty] | Functional
Patient Trolley | General ward |  | Qty: 3. Functional |  | Not engraved |  | 2022 | [5 empty] | Functional
Refrigerator, Basic | General ward |  | Qty: 2. Functional |  | Not engraved |  | 2022 | [5 empty] | Functional
Stethoscope | General ward |  | Qty: 5. Functional |  | Not engraved |  | 2022 | [5 empty] | Some are not working
Stop Watch | General |  |  |  | Not engraved |  | 2022 | [5 empty] | Functional | No count is written against this line.
Stretcher | General |  | Qty: 2 |  | Not engraved |  | 2022 | [5 empty] | Functional
Stove, Gas | Kitchen |  | Qty: 2. Functional |  | Not engraved |  | 2022 | [5 empty] | Functional
Weighing Scale with Height Meter, Adult | MCH / OPD |  | Qty: 2. 1 functional |  | Not engraved |  | 2022 | [5 empty] | Functional
Weighing Scale, Infant | MCH |  | Qty: 1 |  | Not engraved |  | 2022 | [5 empty] | Functional
Weighing Scale, Toddler | MCH / OPD |  | Qty: 2 |  | Not engraved |  | 2022 | [5 empty] | Functional
Wheel Chair | General |  | Qty: 2. Functional |  | Not engraved |  | 2022 | [5 empty] | Functional
Audio Visual Equipment | Laboratory |  |  |  | Not engraved |  | 2022 | [5 empty] | Functional | No count is written against this line.
Medical Waste Bin | General |  | Qty: 13 |  | Not engraved |  | 2022 | [5 empty] | Functional
Wall Clock | General |  | Qty: 2. Functional |  | Not engraved |  | 2022 | [5 empty] | Needs a battery
Diagnostic Equipment Set for MCH | MCH |  | Qty: 2 |  | Not engraved |  | 2022 | [5 empty] | Functional
Diagnostic Equipment Set for OPD | OPD |  | Qty: 2 |  | Not engraved |  | 2022 | [5 empty] | Functional
Glassware Set, Laboratory, Basic | Laboratory |  | Consumables |  | Not engraved |  | 2022 | [5 empty] | Consumable | Discarded after use.
Hollow Ware Set, Treatment | General |  | Qty: 1 |  | Not engraved |  | 2022 | [5 empty] | Functional
Instrument Set, Dressing | General |  | Qty: 5 |  | Not engraved |  | 2022 | [5 empty] | Functional
Instrument Set, Basic ENT | Health |  | Qty: 2 |  | Not engraved |  | 2022 | [5 empty] | Functional
Instrument Set, Suture | Health |  | Qty: 2 |  | Not engraved |  | 2022 | [5 empty] | Functional
Pulse Oximeter, Hand held | OPD |  | Qty: 2 |  | Not engraved |  | 2022 | [5 empty] | Functional
Bed, Adult Patient with Mattress | General |  | Qty: 11. Functional |  | Not engraved |  | 2022 | [5 empty] | Functional
Bed, Pediatric Patient, With Mattress | Children ward |  | Qty: 4. Functional |  | Not engraved |  | 2022 | [5 empty] | Functional
Bedside Locker | General |  | Qty: 2 |  | Not engraved |  | 2022 | [5 empty] | Functional
Cupboard, Instrument | General |  | Qty: 3 |  | Not engraved |  | 2022 | [5 empty] | Functional
Delivery Bed, Hydraulic Manual | MCH |  | Qty: 1 |  | Not engraved |  | 2022 | [5 empty] | Functional
Oxygen Therapy Apparatus, Minimum 45L cylinder | MCH |  |  |  | Not engraved |  | 2022 | [5 empty] | Functional | A dash is written in the count column.
Resuscitator Manual, Infant, with all Mask sizes | MCH |  |  |  | Not engraved |  | 2022 | [5 empty] | Functional | The facility has no information about these.
Resuscitator Manual, Adult, with all mask sizes | General ward |  |  |  | Not engraved |  | 2022 | [5 empty] | Functional | Not seen, and the facility has no information about these.
Suction Apparatus, (Electric) | MCH |  | Qty: 1 |  | Not engraved |  | 2022 | [5 empty] | Functional
Nebulizer, Ultrasonic | Laboratory |  |  |  | Not engraved |  | 2022 | [5 empty] | Functional | A dash is written in the count column.
Oxygen Concentrator, Duo Flow | Health |  | Qty: 1 |  | Not engraved |  | 2022 | [5 empty] | Functional
Bench | General |  | Qty: 4. Functional |  | Not engraved |  | 2022 | [5 empty] | One is broken
Disinfection Buckets | General ward |  | Qty: 4 |  | Not engraved |  | 2022 | [5 empty] | Functional
Baby Cot | MCH |  | Qty: 4 |  | Not engraved |  | 2022 | [5 empty] | Functional
Diagnostic Equipment Set for Ward | General |  | Qty: 2 |  | Not engraved |  | 2022 | [5 empty] | Functional
Hollow Ware Set, Ward | General |  | Qty: 1. Not used |  | Not engraved |  | 2022 | [5 empty] | Not in use
Instrument Set, Delivery | MCH |  | Qty: 4 |  | Not engraved |  | 2022 | [5 empty] | Functional
Instrument Set, Stitch Removing | General / MCH |  | Qty: 5 |  | Not engraved |  | 2022 | [5 empty] | Functional
MVA Kit | MCH |  | Qty: 4 |  | Not engraved |  | 2022 | [5 empty] | Functional
Stool, Laboratory | Laboratory |  | Qty: 2 |  | Not engraved |  | 2022 | [5 empty] | Functional
Penguin Sucker | MCH |  |  |  | Not engraved | [7 empty] | Functional | A dash is written in the count column and no information is recorded.
Fetoscope, Doppler | Laboratory |  | Qty: 1 |  | Not engraved |  | 2022 | [5 empty] | Functional
Bubble CPAP | Health |  |  |  | Not engraved | [7 empty] | Functional | A dash is written in the count column.
Centrifuge (Electric) | Health |  |  |  | Not engraved | [7 empty] | Functional | A dash is written in the count column.
Kangaroo Mother Care Chair | MCH |  | Qty: 1 |  | Not engraved |  | 2022 | [5 empty] | Functional
Radiant Infant Warmer | MCH |  | Qty: 1 |  | Not engraved |  | 2022 | [5 empty] | Functional
Haemoglobin Meter, Sahli | Laboratory |  | Qty: 0 |  | Not engraved | [7 empty] | Functional | Recorded as none held.
Delivery Bed | MCH |  | Qty: 2 |  | Not engraved |  | 2022 | [5 empty] | Functional
Examination light | MCH / OPD |  |  |  | Not engraved | [7 empty] | Functional | A dash is written in the count column.
Instrument set, ENT Basic for HCIII | MCH / OPD |  | Qty: 1. Functional |  | Not engraved |  | 2022 | [5 empty] | 1 functional
Bag Valve mask (Ambu Bag), Neonatal | Health |  | Qty: 0 |  | Not engraved | [7 empty] | Functional | Recorded as none held.
Incubator | MCH |  | Qty: 0 |  | Not engraved | [7 empty] | Functional | Recorded as none held.
Office Chair | General |  | Qty: 6. 3 faulty |  | Not engraved | [7 empty] | 3 faulty
Desk | General |  | Qty: 4. Provided by the local government |  | Not engraved | [7 empty] | Functional | The in-charge claims these were provided by the local government.
Filing Cabinet | General |  | Qty: 3 |  | Not engraved |  | 2022 | [5 empty] | All functional
Non Residential Buildings | Health |  | Qty: 1. Functional |  | Not engraved | [7 empty] | Functional
Residential Buildings | Health |  | Qty: 1. Functional |  | Not engraved | [7 empty] | Functional
NAME OF LG: SIRONKO DISTRICT LOCAL GOVERNMENT NAME OF HEALTH FACILITY: MUTUFU HC III
Equipment/ Item | Department | Asset Number | Item | Life in Months | Tag Number ( engrave no.) | Date Of Purchase | Date Placed In Service | Recoverable cost | Cost | Acc Dep Cost | Net Book Value | Ytd Deprn | Equipment status | Remarks
Description
B.P. Machine, Digital | Health |  | Measures blood pressure digitally |  | Not engraved |  | 2023-05-15 | [5 empty] | Functional | 2 functional, 1 in use and 1 kept in the store.
B.P. Machine (Aneroid wall mounted) | Health |  | Measures blood pressure manually |  | Not engraved |  | 2023-05-15 | [5 empty] | Functional | 2 functional, 1 in use and the other in store.
Autoclave 20 Liters.,Duo Operated | Health |  | Sterilizes medical instruments using steam |  | Not engraved |  | 2023-05-15 | [5 empty] | Functional | 2 available, 1 in use and another in store.
Bowl, Kick | Health |  | Holds medical waste or used materials |  | Not engraved |  | 2023-05-15 | [5 empty] | Brand new | Available and still brand new.
Bowl Stand | Health |  | Supports and holds the kick bowl |  | Not engraved |  | 2023-05-15 | [5 empty] | 2 functional and 1 not functional | 3 bowl stands were available and 2 functional.
Counting chamber Neubauer- Improved | Health |  | Counts cells in blood or other samples |  | Not engraved |  | 2023-05-15 | [5 empty] | Not seen | Delivered at the facility but not seen.
Cupboard Steel, Lockable | Health |  | Stores and secures medical supplies and equipment |  | Not engraved |  | 2023-05-15 | [5 empty] | Functional | 6 available and in use.
Drip Stand | Health |  | Holds IV fluid bags during treatment |  | Not engraved |  | 2023-05-15 | [5 empty] | Functional | 8 available and functional.
ESR Stand | Health |  | Holds tubes for ESR testing |  | Not engraved |  | 2023-06-08 | [5 empty] | Not seen | 1 was provided but not seen at the facility.
Examination Couch | Health |  | Supports patients during examination |  | Not engraved |  | 2023-05-15 | [5 empty] | Functional | All 4 available at the facility are functional.
Examination light,LED | Health |  | Provides light for patient examination |  | Not engraved |  | 2023-05-15 | [5 empty] | 2 functional and 1 not functional | 3 provided, 2 functional and 1 spoilt.
Glucometer | Health |  | Measures blood glucose levels |  | Not engraved |  | 2023-05-15 | [5 empty] | Functional | 2 available, 1 in use and the other in store.
Haemoglobin Meter, Digital | Health |  | Measures haemoglobin levels in blood |  | Not engraved | [7 empty] | Functional | No date, status or count is written against this line.
Height Meter | Health |  | Measures a patient's height |  | Not engraved |  | 2023-05-15 | [5 empty] | Functional | Seen and in use, 2 seen.
Instrument Trolley | Health |  | Holds and transports medical instruments |  | Not engraved | [7 empty] | Functional | No date, status or count is written against this line.
Microscope Binocular | Health |  | Magnifies samples for laboratory examination |  | Not engraved |  | 2023-05-15 | [5 empty] | Functional | 1 and in use in the laboratory.
Otoscope | Health |  | Examines the ear canal and eardrum |  | Not engraved |  | 2023-05-15 | [5 empty] | Not seen | The in-charge says it was lent to another health centre.
Patient Screen | Health |  | Provides privacy during patient examination |  | Not engraved |  | 2023-05-15 | [5 empty] | Functional | 5 seen and all functional.
Patient Trolley | Health |  | Metallic trolley |  | Not engraved | [7 empty] | Functional | 1 in use.
Refrigerator, Basic | Health |  | For storing vaccines, medicines and other temperature sensitive items |  | Not engraved |  | 2023-05-15 | [5 empty] | Functional | 2 functional and in good condition.
Stethoscope | Health |  | Used to listen to heart, lung and other body sounds |  | Not engraved |  | 2023-05-15 | [5 empty] | Functional | 8 seen, 4 in use and 4 kept in store.
Stop Watch | Health |  | Used for timing medical procedures |  | Not engraved |  | 2023-05-15 | [5 empty] | Functional | 1 in use.
Stretcher | Health |  | Used for transporting patients who cannot walk |  | Not engraved |  | 2023-05-15 | [5 empty] | Functional | It is in use.
Stove, Gas | Health |  | Used for cooking and heating in the facility |  | Not engraved |  | 2023-05-15 | [5 empty] | Good condition | 1 in use while the other is in store.
Weighing Scale with Height Meter, Adult | Health |  | Used to measure adult weight and height |  | Not engraved |  | 2023-06-15 | [5 empty] | Functional | 2 functional.
Weighing Scale, Infant | Health |  | Used to measure the weight of infants |  | Not engraved |  | 2023-05-15 | [5 empty] | Functional | 2 functional.
Weighing Scale, Toddler | Health |  | Used to measure the weight of small children |  | Not engraved |  | 2023-05-15 | [5 empty] | Functional | 2 and in use.
Wheel Chair | Health |  | Used to assist mobility of patients unable to walk |  | Not engraved |  | 2023-05-15 | [5 empty] | Not received | The facility did not receive any.
Audio Visual Equipment | Health |  | Used for training and health education |  | Not engraved | [7 empty] | Functional | No date, status or count is written against this line.
Medical Waste Bin | Health |  | Used for collection and disposal of medical waste |  | Not engraved |  | 2023-05-15 | [5 empty] | Functional | 20 seen and in use.
Wall Clock | Health |  | Used to display and monitor time |  | Not engraved |  | 2023-05-15 | [5 empty] | Functional | 1 displayed on the wall.
Diagnostic Equipment Set for MCH | Health |  | Used for examination and diagnosis of mothers and children |  | Not engraved |  | 2023-05-15 | [5 empty] | Functional | In use and others in store.
Diagnostic Equipment Set for OPD | Health |  | Used for routine diagnosis of out patients |  | Not engraved |  | 2023-05-15 | [5 empty] | Functional | In use and others in store.
Glassware Set, Laboratory, Basic | Health |  | Used for handling, measuring and testing laboratory samples |  | Not engraved | [7 empty] | Functional | No date, status or count is written against this line.
Hollow Ware Set, Treatment | Health |  | Used for holding and handling instruments during treatment |  | Not engraved |  | 2023-05-15 | [5 empty] | Functional | 1 in use while another is in store.
Instrument Set, Dressing | Health |  | Used for wound dressing and basic wound care |  | Not engraved |  | 2023-05-15 | [5 empty] | Functional | In use and others in store.
Instrument Set, Basic ENT | Health |  | Used for closing and repairing wounds with sutures |  | Not engraved | [7 empty] | Functional | No date, status or count is written against this line.
Instrument Set, Suture | Health |  | Used for cleaning and treating wounds with sutures |  | Not engraved |  | 2023-05-15 | [5 empty] | Functional | 3 available, 2 in use and 1 in store.
Pulse Oximeter, Hand held | Health |  | Used to measure blood oxygen saturation and pulse rate |  | Not engraved |  | 2023-05-15 | [5 empty] | Functional
Bed, Adult Patient with Mattress | Health |  | Used for resting and caring for adult patients |  | Not engraved |  | 2023-06-15 | [5 empty] | 16 in good state while 2 need repair | 18 beds at the facility, 10 in use and the others in the store. 2 need repair.
Bed, Pediatric Patient, With Mattress | Health |  | Used for resting and caring for pediatric patients |  | Not engraved |  | 2023-05-15 | [5 empty] | Functional | 4 beds and in use.
Bedside Locker | Health |  | Used for storing patients' personal items |  | Not engraved |  | 2023-05-15 | [5 empty] | Functional | 10 and all functional.
Cupboard, Instrument | Health |  | Used for storage of medical instruments and supplies |  | Not engraved |  | 2023-05-15 | [5 empty] | Functional | 6 functional and available.
Delivery Bed, Hydraulic Manual | Health |  |  |  | Not engraved |  | 2023-05-15 | [5 empty] | Functional | 1 and in use.
Oxygen Therapy Apparatus, Minimum 45L cylinder | Health |  | Used to provide supplemental oxygen to patients |  | Not engraved | [7 empty] | Not seen | 1 oxygen therapy apparatus not seen at the facility.
Resuscitator Manual, Infant, with all Mask sizes | Health |  | Used for manual ventilation of infants |  | Not engraved |  | 2023-06-08 | [5 empty] | Functional | 1 provided and in use.
Resuscitator Manual, Adult, with all mask sizes | Health |  | Used for manual ventilation and rescue of adults |  | Not engraved |  | 2023-06-08 | [5 empty] | Functional | 1 provided and in use.
Suction Apparatus, (Electric) | Health |  |  |  | Not engraved | [7 empty] | Functional | No date, status or count is written against this line.
Nebulizer, Ultrasonic | Health |  | Used to deliver medication as a fine mist for inhalation |  | Not engraved |  | 2023-06-08 | [5 empty] | Functional | 1 seen at the facility.
Oxygen Concentrator, Duo Flow | Health |  | Used to produce and supply concentrated oxygen to patients |  | Not engraved |  | 2023-06-08 | [5 empty] | Seen and brand new | Seen but kept in its box.
Bench | Health |  | Used for seating patients, staff and visitors |  | Not engraved |  | 2023-05-15 | [5 empty] | In excellent condition | 4 available and in use.
Disinfection Buckets | Health |  | For cleaning and disinfection |  | Not engraved |  | 2023-05-15 | [5 empty] | Only 2 functional | Only 2 are functional.
Baby Cot | Health |  | For placing newborn babies |  | Not engraved |  | 2023-05-15 | [5 empty] | Functional | 2 available and in use.
Diagnostic Equipment Set for Ward | Health |  | For ward diagnostic procedures |  | Not engraved |  | 2023-05-15 | [5 empty] | Functional | In use.
Hollow Ware Set, Ward | Health |  | For ward clinical procedures |  | Not engraved |  | 2023-05-15 | [5 empty] | Functional | 2 available and in use.
Instrument Set, Delivery | Health |  | For conducting deliveries |  | Not engraved |  | 2023-05-15 | [5 empty] | Functional | In use.
Instrument Set, Stitch Removing | Health |  | For removing stitches |  | Not engraved |  | 2023-05-15 | [5 empty] | Functional | In use.
MVA Kit | Health |  | For manual vacuum aspiration |  | Not engraved |  | 2023-07-05 | [5 empty] | Functional | 5 delivered at the site, 2 in use and 3 in store boxes.
Stool, Laboratory | Health |  | For laboratory seating |  | Not engraved |  | 2023-05-15 | [5 empty] | Functional | 3 available and in use.
Penguin Sucker | Health |  | For clearing newborn airways |  | Not engraved |  | 2023-06-08 | [5 empty] | Functional | 3 at the facility and 2 functional.
Fetoscope, Doppler | Health |  | For monitoring the fetal heart beat |  | Not engraved |  | 2023-06-15 | [5 empty] | Functional | 2 and functional.
Bubble CPAP | Health |  | For newborn respiratory support |  | Not engraved | [7 empty] | Functional | No date, status or count is written against this line.
Centrifuge (Electric) | Health |  | For separating blood samples |  | Not engraved | [7 empty] | Not seen | Not available at the facility, lent out.
Kangaroo Mother Care Chair | Health |  | To comfortably hold a newborn, especially a premature one |  | Not engraved |  | 2023-05-15 | [5 empty] | Functional | 1 working at the facility.
Radiant Infant Warmer | Health |  |  |  | Not engraved | [7 empty] | Functional | No description, date, status or count is written against this line.
Haemoglobin Meter, Sahli | Health |  | For measuring haemoglobin |  | Not engraved |  | 2023-06-15 | [5 empty] | Functional | 2 seen and functional.
Delivery Bed | Health |  | For conducting deliveries |  | Not engraved |  | 2023-05-15 | [5 empty] | Functional | 1 bed available and functional.
Examination light | Health |  | For patient examination |  | Not engraved |  | 2023-06-15 | [5 empty] | 2 functional and 1 needs repair | 5 available at the facility but only 2 are functional.
Instrument set, ENT Basic for HCIII | Health |  | For basic ENT procedures |  | Not engraved |  | 2023-05-15 | [5 empty] | Functional | 1 set in use at the facility.
Bag Valve mask (Ambu Bag), Neonatal | Health |  | For neonatal resuscitation |  | Not engraved |  | 2023-07-05 | [5 empty] | Functional | 6 in use and 1 not in use.
Incubator | Health |  | For caring for premature babies |  | Not engraved | [7 empty] | Not seen | The in-charge says it was not provided.
Office Chair | Health |  | For office seating |  | Not engraved |  | 2023-07-05 | [5 empty] | Functional | 6 are functional and 1 needs repair.
Desk | Health |  | For office work |  | Not engraved |  | 2023-09-23 | [5 empty] | Functional | 5 available and all in use.
Filing Cabinet | Health |  | For storing files and documents |  | Not engraved |  | 2023-07-05 | [5 empty] | Functional | 6 available and all in use.
Non Residential Buildings | Health |  | Health facility buildings such as wards, offices, stores and latrines |  | Not engraved | [7 empty] | Functional | A maternity ward, a laboratory, latrines for the facility, a placenta pit and a fence were built.
Residential Buildings | Health |  | Staff housing for health workers |  | Not engraved | [7 empty] | Functional | Staff quarters available, 2 units each with 2 bedrooms, self contained toilets and a water tank.
NAME OF LG: SIRONKO DISTRICT LOCAL GOVERNMENT NAME OF HEALTH FACILITY: SIMU PONDO HC III
Equipment/ Item | Department | Asset Number | Item | Life in Months | Tag Number ( engrave no.) | Date Of Purchase | Date Placed In Service | Recoverable cost | Cost | Acc Dep Cost | Net Book Value | Ytd Deprn | Equipment status | Remarks
Description
B.P. Machine, Digital | Examination room |  | Qty: 2. Palm aneroid |  | Not engraved | [7 empty] | Functional
B.P. Machine (Aneroid wall mounted) | Consultation room |  | Qty: 2. Manual medical equipment |  | Not engraved | [7 empty] | Functional
Autoclave 20 Liters, Duo Operated | Laboratory |  | Qty: 2. Steam sterilizer medical tool |  | Not engraved | [7 empty] | Functional
Bowl, Kick | OPD |  | Qty: 1. Kicked bucket stainless |  | Not engraved | [7 empty] | Functional
Bowl Stand | Antenatal room |  | Qty: 3. With sterile basins |  | Not engraved | [7 empty] | Functional
Counting chamber Neubauer- Improved | Cold chain room |  | Qty: 2. With a glass microscope |  | Not engraved | [7 empty] | Functional
Cupboard Steel, Lockable | Examination room |  | Qty: 12. Multi-compartment lockers |  | Not engraved | [7 empty] | Functional
Drip Stand | Medical ward |  | Qty: 8. Hooked for bottle holding |  | Not engraved | [7 empty] | Functional
ESR Stand | Consultation room / Examination room |  | Qty: 2. Vertical aligned with slots |  | Not engraved | [7 empty] | Functional
Examination Couch | Antenatal room |  | Qty: 4. Steel stainless and adjustable of height |  | Not engraved | [7 empty] | Functional
Examination light, LED | Labour suite |  | Qty: 6. Head lights |  | Not engraved | [7 empty] | Functional
Glucometer | Laboratory |  | Qty: 2. Medical equipment with a test strip, lancet |  | Not engraved | [7 empty] | Functional
Haemoglobin Meter, Digital | Laboratory |  | Qty: 2. Medical tool with lancets |  | Not engraved | [7 empty] | Functional
Height Meter, Mounted | Immunisation room |  | Qty: 4. Fixed with head piece |  | Not engraved | [7 empty] | Functional | 2011 written on the printed item line.
Instrument Trolley | General ward / Labour suite |  | Qty: 4. Open shelved with rails |  | Not engraved | [7 empty] | Functional
Microscope Binocular | Laboratory |  | Qty: 1. Binocular lenses and knobs |  | Not engraved | [7 empty] | Functional
Otoscope | Laboratory |  | Qty: 1. Hand held with lens |  | Not engraved | [7 empty] | Functional
Patient Screen | General ward / Labour suite |  | Qty: 5. Have free standing curtain |  | Not engraved | [7 empty] | Functional
Patient Trolley | Labour suite |  | Qty: 1. With safety side rails |  | Not engraved | [7 empty] | Functional
Refrigerator, Basic | OPD |  | Qty: 4. Double door |  | Not engraved | [7 empty] | Functional
Stethoscope | Examination and consultation room |  | Qty: 8. With tubing complete item |  | Not engraved | [7 empty] | Functional
Stop Watch | Labour suite |  | Qty: 2. Reset, start/pause feature |  | Not engraved | [7 empty] | Functional
Stretcher | Antenatal room |  | Qty: 1. Scooped medical tool |  | Not engraved | [7 empty] | Functional
Stove, Gas | Staff quarters |  | Qty: 2. Has 4 cook top |  | Not engraved | [7 empty] | Functional
Weighing Scale with Height Meter, Adult | OPD |  | Qty: 4. Manual height meter reading |  | Not engraved | [7 empty] | Functional
Weighing Scale, Infant | Immunisation room |  | Qty: 4. Hanging with stainless steel |  | Not engraved | [7 empty] | Functional
Weighing Scale, Toddler | Labour suite |  | Qty: 2. Has movable tray |  | Not engraved | [7 empty] | Functional
Wheel Chair | Antenatal room |  | Qty: 8. With foot rest, arm rest |  | Not engraved | [7 empty] | Functional
Audio Visual Equipment | Dispensary |  | Qty: 1. TV set with DVD |  | Not engraved | [7 empty] | Functional
Medical Waste Bin | General ward / Immunisation room / Labour suite |  | Qty: 20. Metallic with pedal operated lid (container) |  | Not engraved | [7 empty] | Functional
Wall Clock | Health |  |  |  | Not engraved | [7 empty] | Functional | Not received under UgIFT written on the line.
Diagnostic Equipment Set for MCH | Antenatal room / Examination room |  | Qty: 2. Surgical scalpel set |  | Not engraved | [7 empty] | Functional
Diagnostic Equipment Set for OPD | Dispensary / OPD |  | Qty: 2. Has triage pace set |  | Not engraved | [7 empty] | Functional
Glassware Set, Laboratory, Basic | Laboratory |  | Qty: 2. Borosilicate glass made |  | Not engraved | [7 empty] | Functional
Hollow Ware Set, Treatment | Labour suite |  | Qty: 2. Container made with surgical tools |  | Not engraved | [7 empty] | Functional
Instrument Set, Dressing | Labour suite |  | Qty: 6. Sterile surgical tools made |  | Not engraved | [7 empty] | Functional
Instrument Set, Basic ENT | Examination and consultation room |  | Qty: 1. With mirror and forceps |  | Not engraved | [7 empty] | Functional
Instrument Set, Suture | Immunisation room |  | Qty: 3. Has scalpel handle |  | Not engraved | [7 empty] | Functional
Pulse Oximeter, Hand held | Immunisation room |  | Qty: 4. Non-electronic plastic finger tip reader |  | Not engraved | [7 empty] | Functional
Bed, Adult Patient with Mattress | Health |  |  |  | Not engraved | [7 empty] | Functional | Not received under UgIFT written on the line.
Bed, Pediatric Patient, With Mattress | General ward |  | Qty: 4. Made of manual; hand-cranks for adjustment |  | Not engraved | [7 empty] | Functional | Hand-cranks / antenatal-room writing sits on the blank kidney-dish rows of the next page and is treated as continuation of this line.
Bedside Locker | Labour suite |  | Qty: 10. Movable with steel |  | Not engraved | [7 empty] | Functional
Cupboard, Instrument | Records room |  | Qty: 2. Key lockable with glass doors |  | Not engraved | [7 empty] | Functional
Delivery Bed, Hydraulic Manual | Labour suite |  | Qty: 1. L&D bed with manual foot pump |  | Not engraved | [7 empty] | Functional
Oxygen Therapy Apparatus, Minimum 45L cylinder | Laboratory |  | Qty: 4. Made of face mask etc with plastic tubes |  | Not engraved | [7 empty] | Functional
Resuscitator Manual, Infant, with all Mask sizes | Antenatal room |  | Qty: 2. Hand held bags / valves |  | Not engraved | [7 empty] | Functional
Resuscitator Manual, Adult, with all mask sizes | Immunisation room |  | Qty: 2. Hand held with oxygen reservoir |  | Not engraved | [7 empty] | Functional
Suction Apparatus, (Electric) | Laboratory |  |  |  | Not engraved | [7 empty] | Functional | Not Received written in the count column.
Nebulizer, Ultrasonic | Laboratory |  | Qty: 2 |  | Not engraved | [7 empty] | Functional
Oxygen Concentrator, Duo Flow | Laboratory |  | Qty: 1. Power and changeable medical tool |  | Not engraved | [7 empty] | Functional
Bench | OPD / Records room |  | Qty: 4. Padded cushion made of furniture |  | Not engraved | [7 empty] | Functional
Disinfection Buckets | Labour suite / Records room |  | Plastic made for utensils and instruments |  | Not engraved | [7 empty] | Functional | Count column carries figures that look like 02 (02) and 06 / sets of 06; no single safe quantity.
Baby Cot | Antenatal room / General ward |  | Qty: 2. Stainless made with mattress and movable |  | Not engraved | [7 empty] | Functional
Diagnostic Equipment Set for Ward | General ward / Labour suite |  | Qty: 2. Surgical scopes with materials |  | Not engraved | [7 empty] | Functional
Hollow Ware Set, Ward | Immunisation room / Sluice room |  | Qty: 2. Surgical scope with equipments |  | Not engraved | [7 empty] | Functional
Instrument Set, Delivery | Labour suite / Sluice room |  | Qty: 5. Stainless steel tools |  | Not engraved | [7 empty] | Functional
Instrument Set, Stitch Removing | General ward / Labour suite |  | Qty: 5. Stitcher scissors and needle equipments |  | Not engraved | [7 empty] | Functional
MVA Kit | Antenatal room / Examination and consultation room |  | Qty: 5. Handheld with valves and tubes |  | Not engraved | [7 empty] | Functional
Stool, Laboratory | Laboratory |  | Qty: 1 |  | Not engraved | [7 empty] | Functional
Penguin Sucker | Antenatal room / General ward |  | Qty: 6. Made of plastic rubber candy holder |  | Not engraved | [7 empty] | Functional
Fetoscope, Doppler | Immunisation room |  | Qty: 2. Hollow surgical tool |  | Not engraved | [7 empty] | Functional
Bubble CPAP | Health |  |  |  | Not engraved | [7 empty] | Functional | Not Received written in the count column.
Centrifuge (Electric) | Laboratory |  | Qty: 1. Electric chambered with control panel |  | Not engraved | [7 empty] | Functional
Kangaroo Mother Care Chair | Labour suite |  | Qty: 1. Maternity custom furniture |  | Not engraved | [7 empty] | Functional
Radiant Infant Warmer | Health |  |  |  | Not engraved | [7 empty] | Functional | Not Received written in the count column.
Haemoglobin Meter, Sahli | Health |  |  |  | Not engraved | [7 empty] | Functional | Not Received written in the count column.
Delivery Bed | Antenatal room / Labour suite |  | Qty: 1. Stainless and cushioned with macintosh cover |  | Not engraved | [7 empty] | Functional
Examination light | Labour suite |  | Qty: 6. Head lamp and wheel |  | Not engraved | [7 empty] | Functional
Instrument set, ENT Basic for HCIII | Health |  |  |  | Not engraved | [7 empty] | Functional | Not received written on the line.
Bag Valve mask (Ambu Bag), Neonatal | Antenatal room |  | Qty: 14. Hand handled with inflating bag |  | Not engraved | [7 empty] | Functioning
Incubator | Health |  |  |  | Not engraved | [7 empty] | Functional | Not provided written on the line.
Office Chair | OPD / Records room |  | Qty: 14. Adjustable with mesh back |  | Not engraved | [7 empty] | Available and in use / functioning
Guard house | Staff housing |  | Qty: 1 |  | Not engraved | [7 empty] | Functional
Desk | Health |  |  |  | Not engraved | [7 empty] | Functional | Not Received written on the line.
Pit latrines | Sanitation |  | Qty: 3. Has waste bucket |  | Not engraved | [7 empty] | Functional
Placenta pit | General |  | Qty: 1. Covered with pit |  | Not engraved | [7 empty] | Functional
Gates and fence | Health |  | Qty: 2. Chain ringed |  | Not engraved | [7 empty] | Functional
Cabinet | Consultation room |  | Qty: 3. With multiple drawer |  | Not engraved | [7 empty] | Functional
Medical equipment | General |  | Qty: 1. Made with cylinders |  | Not engraved | [7 empty] | Functional
Water tanks | General |  | Qty: 4. Plastic |  | Not engraved | [7 empty] | Functional
Flow splitter | Immunisation room |  | Qty: 4. With multiple fluid flow meter |  | Not engraved | [7 empty] | Functioning and in use
Venturi mask | Health |  | Qty: 15. Plastic mask / Venturi mask |  | Not engraved | [7 empty] | Functional
Stool Surgeon | Health |  | Qty: 1. Adjustable leathered |  | Not engraved | [7 empty] | Functional
MUAC Tapes | Examination room / Immunisation room |  | Qty: 4. Striped with arm bands |  | Not engraved | [7 empty] | Functional
Residential Buildings - staff quarters | Staff housing |  | Qty: 3. Buildings with doors and windows |  | Not engraved | [7 empty] | Functional
Inverter | Health |  | Qty: 1. Black in colour electronic |  | Not engraved | [7 empty] | Functional
Batteries MPP | Power room |  | Qty: 4 |  | Not engraved | [7 empty] | Functional
Fire extinguishers | Laboratory |  | Qty: 2. Cylindrical with carbon dioxide foam |  | Not engraved | [7 empty] | Functional
NAME OF LG: BUKWO DISTRICT LOCAL GOVERNMENT NAME OF HEALTH FACILITY: AMANANG HC III
Equipment/ Item | Department | Asset Number | Item | Life in Months | Tag Number ( engrave no.) | Date Of Purchase | Date Placed In Service | Recoverable cost | Cost | Acc Dep Cost | Net Book Value | Ytd Deprn | Equipment status | Remarks
Description
B.P. Machine, Digital | Health |  | Qty: 1. Rubber cuff with cloth cover |  | Not engraved | [7 empty] | Good | Works well
Fetoscope, Doppler | Health |  | Qty: 1. Stainless steel, trumpet-shaped |  | Not engraved | [7 empty] | Good | In use
B.P. Machine (Aneroid wall mounted) | Health |  | Qty: 2. Large round dial, 15cm diameter, 300mmHg, fixed on the wall |  | Not engraved | [7 empty] | Still new | Still in the box
Autoclave 20 Liters, Duo Operated | Health |  | Qty: 1. Stainless steel, drum-double wall, inner chamber, 20id-30cm |  | Not engraved | [7 empty] | Brand new | New
Bowl, Kick | Health |  | Qty: 1. Stainless steel bowl, 12inch-14inch |  | Not engraved | [7 empty] | Good | In use
Bowl Stand | Health |  | Qty: 2. Stainless steel tube frame, 4 legs |  | Not engraved | [7 empty] | Good | In use
Counting chamber Neubauer-Improved | Health |  | Qty: 1. Thick optical glass, 80mm x 70mm |  | Not engraved | [7 empty] | Good | In the box
Cupboard Steel, Lockable | Health |  | Qty: 6. Mild steel, 0.9mm, powder coated, colour light grey |  | Not engraved | [7 empty] | Good | Functioning
Drip Stand | Health |  | Qty: 8. Stainless steel or mild chrome-plated tube, single vertical pole |  | Not engraved | [7 empty] | Good | Functioning
ESR Stand | Health |  | Qty: 1. Used to hold the ESR, metal vertical heavy base, 6-thick tube |  | Not engraved | [7 empty] | Good | Not in use, in the box
Examination Couch | Health |  | Qty: 4. Couch with metallic stands |  | Not engraved | [7 empty] | Good | Not in use
Examination light, LED | Health |  | Mobile floor standing light with flexible goose neck; 1 not working. 03-1 |  | Not engraved | [7 empty] | Functional | One was not assembled well so it doesn't function
Glucometer | Health |  | Qty: 1. Small hand held electric device |  | Not engraved | [7 empty] | Good
Haemoglobin Meter, Digital | Health |  | Qty: 0 |  | Not engraved | [7 empty] | Functional | Not seen
Height Meter | Health |  | Qty: 1. Height measuring scale |  | Not engraved | [7 empty] | Good | In use
Instrument Trolley | Health |  | Qty: 2. Stainless steel trolley |  | Not engraved | [7 empty] | Good | In use
Microscope Binocular | Health |  | Qty: 1. Has two eyepieces for both eyes |  | Not engraved | [7 empty] | Good | In use
Otoscope | Health |  | Qty: 1. Ear examination set |  | Not engraved | [7 empty] | Good | In use
Patient Screen | Health |  | Qty: 2. 3-fold, white, screen and movable |  | Not engraved | [7 empty] | Good | In use
Patient Trolley | Health |  | Qty: 1. Movable bed for patients |  | Not engraved | [7 empty] | Good | In use
Refrigerator, Basic | Health |  | Qty: 2. Mild steel, powder coated white |  | Not engraved | [7 empty] | Good | Not in use - no power
Stethoscope | Health |  | Qty: 3. Double sided, stainless steel |  | Not engraved | [7 empty] | Good | One in use
Stop Watch | Health |  | Qty: 0 |  | Not engraved | [7 empty] | Functional | Not seen
Stretcher | Health |  | Qty: 2. Movable patient trolley |  | Not engraved | [7 empty] | Good | In the ward
Stove, Gas | Health |  | Qty: 1. Stabex gas |  | Not engraved | [7 empty] | Good | In use
Weighing Scale with Height Meter, Adult | Health |  | Qty: 1. Measures both weight and height |  | Not engraved | [7 empty] | Good | In use
Weighing Scale, Infant | Health |  | Qty: 1. Infant beam with a tray |  | Not engraved | [7 empty] | Good | In use
Weighing Scale, Toddler | Health |  | Qty: 1. Hanging scale, 25kg |  | Not engraved | [7 empty] | Good | One in use
Wheel Chair | Health |  | Qty: 4. Manual, folding wheelchair |  | Not engraved | [7 empty] | Good | One in use
Medical Waste Bin | Health |  | Qty: 10. Metallic stainless steel round bin, stainless steel bins |  | Not engraved | [7 empty] | Good | In use
Wall Clock | Health |  | Qty: 0 |  | Not engraved | [7 empty] | Functional
Diagnostic Equipment Set for MCH | Health |  | Qty: 3. Set for family planning, cling kept in a box |  | Not engraved | [7 empty] | Good | In the store.
Diagnostic Equipment Set for OPD | Health |  | Qty: 2. OPD diagnostic table for adult and child |  | Not engraved | [7 empty] | Good | In the store
Hollow Ware Set, Treatment | Health |  | Qty: 2. Made of stainless steel, reusable |  | Not engraved | [7 empty] | Good | In the store
Instrument Set, Dressing | Health |  | Qty: 4. Contains 16 items, stainless |  | Not engraved | [7 empty] | Good | In the store
Instrument Set, Basic ENT | Health |  | Qty: 1. Contains 10 items, stainless |  | Not engraved | [7 empty] | Good | In the store
Instrument Set, Suture | Health |  | Qty: 3. Contains 7-8 items in a tray |  | Not engraved | [7 empty] | Functional
Pulse Oximeter, Hand held | Health |  | Qty: 0 |  | Not engraved | [7 empty] | Functional | Not received
Bed, Adult Patient with Mattress | Health |  | Qty: 20. Hospital foam mattress with high density foam, adult width bed frame, 4 sections, optional |  | Not engraved | [7 empty] | Good | In use
Bed, Pediatric Patient, with Mattress | Health |  | Qty: 4 |  | Not engraved | [7 empty] | Functional
Bedside Locker | Health |  | Qty: 10. Powder coated grey, smooth |  | Not engraved | [7 empty] | Good | In use
Cupboard, Instrument | Health |  | Qty: 1. Wardrobe, metal, glass coloured |  | Not engraved | [7 empty] | Functional | In use
Delivery Bed, Hydraulic Manual | Health |  | Qty: 1. Adjustable bed for giving birth |  | Not engraved | [7 empty] | Good | In the store, in use
Oxygen Therapy Apparatus, Minimum 45L cylinder | Health |  | Qty: 1. Carries oxygen to patient with oxygen hypoxia |  | Not engraved | [7 empty] | Good | In use
Resuscitator Manual, Infant, with all Mask sizes | Health |  | Qty: 5. It has a face mask and self-inflating bag |  | Not engraved | [7 empty] | Good | In store
Resuscitator Manual, Adult, with all mask sizes | Health |  | Qty: 5. Portable, trolley, manual, electronically free |  | Not engraved | [7 empty] | Good | In use
Suction Apparatus, (Electric) | Health |  | Qty: 1. Portable trolley, manual, electronically free |  | Not engraved | [7 empty] | Good | In store
Nebulizer, Ultrasonic | Health |  |  |  | Not engraved | [7 empty] | Functional | Not seen
Oxygen Concentrator, Duo Flow | Health |  | Qty: 1. Has a humidifier bottle, a flowmeter, oxygen tube and a nasal cannula |  | Not engraved | [7 empty] | Good | In store
Bench | Health |  | Qty: 4. Black coach with woody stands |  | Not engraved | [7 empty] | Good | In use
Disinfection Buckets | Health |  | Qty: 6. Blue plastic, big bucket, used in the HCIII |  | Not engraved | [7 empty] | Good | In use
Baby Cot | Health |  | Qty: 2. Made of mild steel, round tube platform, height from the floor, with a wire mattress |  | Not engraved | [7 empty] | Good | In use
Diagnostic Equipment Set for Ward | Health |  | Qty: 1. Containing metallic bowls and many instruments |  | Not engraved | [7 empty] | Good | In the store
Hollow Ware Set, Ward | Health |  | Qty: 2. Stainless steel bowls, trays, dishes, low ward, for general use |  | Not engraved | [7 empty] | Good | In the store
Instrument Set, Delivery | Health |  | Qty: 1. Stainless drum, 6-8 instruments for delivery |  | Not engraved | [7 empty] | Good | In the store
Instrument Set, Stitch Removing | Health |  | Qty: 3. Instrument containing stitch scissors, dissecting forceps and artery forceps |  | Not engraved | [7 empty] | Good | In the store
MVA Kit | Health |  | Qty: 0 |  | Not engraved | [7 empty] | Functional
Stool, Laboratory | Health |  | Qty: 1. Movable stool |  | Not engraved | [7 empty] | Good | In use
Penguin Sucker | Health |  | Qty: 3. Looks like a penguin; it is for newborn babies to suck mucus |  | Not engraved | [7 empty] | Good | In use
Bubble CPAP | Health |  |  |  | Not engraved | [7 empty] | Functional
Centrifuge (Electric) | Health |  | Qty: 1. Metal handy, stainless bowl inside |  | Not engraved | [7 empty] | Good | Not in use yet
Kangaroo Mother Care Chair | Health |  | Qty: 1. Wood with soft sitting top surface |  | Not engraved | [7 empty] | Good | In use
Haemoglobin Meter, Sahli | Health |  | Qty: 2. In a plastic red box with a Sahli tube |  | Not engraved | [7 empty] | Good | In use
Delivery Bed | Health |  | Qty: 1. Black-top, pink adjustable bed for normal births, for mothers |  | Not engraved | [7 empty] | Good | In use
Examination light | Health |  | Mobile floor standing, gooseneck, movable, white and blue light; 1 not working. 03-1 |  | Not engraved | [7 empty] | Functional | 2 in use, 1 not in use - still in the store
Instrument set, ENT Basic for HCIII | Health |  | Qty: 1. In stainless steel tray with lid, containing 12 pieces |  | Not engraved | [7 empty] | Good | In the box, not in use
Bag Valve mask (Ambu Bag), Neonatal | Health |  | Qty: 5. It has a self-inflating bag that is silicone soft and transparent |  | Not engraved | [7 empty] | Good | Still in the store
Incubator | Health |  | Qty: 0 |  | Not engraved | [7 empty] | Functional
Office Chair | Health |  | Qty: 4. A rolling chair mat, is black in colour |  | Not engraved | [7 empty] | Good | In use.
Desk | Health |  | Qty: 4. A neat, woody desks |  | Not engraved | [7 empty] | Good | In use.
Filing Cabinet | Health |  | Qty: 6. Mild steel sheet, powder coated, off white, with a drawer |  | Not engraved | [7 empty] | Still new | In good condition.
Non Residential Buildings | Health |  | Qty: 1. Maternal building, maternity block |  | Not engraved | [7 empty] | Still in good | No electricity
Residential Buildings | Health |  | Qty: 1. For the maternity ward staff, wood, 1 staff quarters |  | Not engraved | [7 empty] | Functional | Poor power supply.
NAME OF LG: BUKWO DISTRICT LOCAL GOVERNMENT NAME OF HEALTH FACILITY: ARALAM HC III
Equipment/ Item | Department | Asset Number | Item | Life in Months | Tag Number ( engrave no.) | Date Of Purchase | Date Placed In Service | Recoverable cost | Cost | Acc Dep Cost | Net Book Value | Ytd Deprn | Equipment status | Remarks
Description
B.P. Machine, Digital | OPD |  | Qty: 2. Medical equipment for blood pressure |  | Not engraved | 2023-06-07 | July 2023 | [5 empty] | Brand new & Functional | New equipment in good condition. Not yet engraved. Still in the store.
Fetoscope, Doppler | Health |  | Qty: 2. Battery operated with LCD display |  | Not engraved | 2023-06-07 | July 2026 | [5 empty] | Functional | Functional & 2 items present - not engraved.
B.P. Machine (Aneroid wall mounted) | OPD |  | Qty: 1. Adatpry B.P for blood pressure |  | Not engraved | 2023-06-07 | July 2023 | [5 empty] | Brand new & Functional | New equipment in a good working condition
Autoclave 20 Liters, Duo Operated | Health |  | Qty: 1. Stainless steel drum with pressure gauge |  | Not engraved | 2023-06-07 | July 2023 | [5 empty] | Brand new & Functional | New equipment not yet engraved
Bowl, Kick | OPD |  | Qty: 1. Equipment for waste disposal |  | U65161A02022 | 2023-06-07 | July 2023 | [5 empty] | Brand new & Functional | Not engraved
Bowl Stand | OPD |  | Qty: 4. Equipment for waste disposal medical |  | U65161A02022 | 2023-06-07 | July 2023 | [5 empty] | Brand new & Functional | New equipment in a good working condition
Counting chamber Neubauer-improved | OPD |  | Qty: 2. Improved counting chamber glass slide |  | Not engraved | 2023-06-07 | July 2023 | [5 empty] | Brand new and functional | New equipment but can't access it due locked the store. - Not engraved
Cupboard Steel, Lockable | OPD |  | Qty: 1. Furniture storage |  | Not engraved | 2023-06-07 | July 2023 | [5 empty] | Functional | Not engraved
Drip Stand | OPD |  | Qty: 4. Medical stand |  | U21SSDG/A022 02022 | 2023-06-07 | July 2023 | [5 empty] | Brand new Functional | Engraved brand new equipment
ESR Stand | OPD |  | Qty: 1. Laboratory tool |  | Not engraved | 2023-06-01 | July 2023 | [5 empty] | Functional | Brand new - Available but not locked in the store. - Functional - Not engraved
Examination Couch | OPD |  | Qty: 2. Padded medical bed |  | EMS 23 ECNH 20 22 08 814 | 2023-06-01 | July 2023 | [5 empty] | Functional | Brand new - Available and engraved - Functional
Examination light LED | OPD |  | Qty: 2. High quality adjustable medical light |  | EM 100 52 57 20 98 | 2023-06-01 | July 2023 | [5 empty] | Functional | Brand new - Available, engraved & ready for use. - Functional
Glucometer | OPD |  | Qty: 1. Small medical device |  | Not engraved | 2023-06-01 | July 2023 | [5 empty] | Functional | Brand new - 2 available but its not yet locked in the store. Functional - Not engraved
Haemoglobin Meter, Digital | OPD |  | Qty: 2. Small handheld electronic device |  | Not engraved | 2023-06-01 | July 2023 | [5 empty] | Functional | Brand new - 2 available pieces but they are locked in the store. - Functional - Not engraved
Instrument Trolley | OPD |  | Qty: 3. Moving equipment with wheels |  | Not engraved | 2023-06-01 | July 2023 | [5 empty] | Functional | Functional - Not engraved
Microscope Binocular | OPD |  | Qty: 1. Equipment for viewing micro organisms |  | Not engraved | 2023-06-01 | July 2023 | [5 empty] | Functional | Brand new - Not engraved and functional
Otoscope | OPD |  | Qty: 1. Medical device with a light & lens |  | Not engraved | 2023-06-01 | July 2023 | [5 empty] | Functional | Brand new - Not engraved and functional
Patient Screen | OPD |  | Qty: 1. Medical equipment that light shows sign |  | Not engraved | 2023-06-01 | July 2023 | [5 empty] | Functional | Functional - Not engraved
Patient Trolley | OPD |  | Qty: 2. Equipment for placing medical items for patients |  | Not engraved | 2023-06-01 | July 2023 | [5 empty] | Functional | Brand new - Not engraved and functional
Refrigerator, Basic | OPD |  | Qty: 2. Bioconduction type |  | Not engraved | 2023-06-01 | July 2026 | [5 empty] | Functional | Not engraved
Stethoscope | OPD |  | Qty: 4. Littmann Model 3110 / 3270 / medical |  | BA1216230 | 2023-06-01 | July 2026 | [5 empty] | Functional | 4 items engraved
Stop Watch | OPD |  | Qty: 0 |  | Not engraved | [7 empty] | Not received | Not received
Stretcher | OPD |  | Qty: 1. Four wheeler equipment |  | Not engraved | 2023-04-07 | July 2026 | [5 empty] | Functional | 1 item available but locked in the store
Stove, Gas | OPD |  | Qty: 1. Gas cylinder |  | Not engraved | 2023-04-07 | July 2026 | [5 empty] | Functional | 1 item available but locked in the store
Weighing Scale with Height Meter, Adult | OPD |  | Qty: 7. weighing equipment |  | 16310-1034170 - 00050 | 2023-06-01 | July 2026 | [5 empty] | Functional | 7 items engraved
Weighing Scale, Infant | OPD |  | Qty: 1. Weighing equipment |  | Not engraved | 2023-06-01 | July 2026 | [5 empty] | Functional | 1 item available but locked in the store
Weighing Scale, Toddler | OPD |  | Qty: 1. Weighing equipment |  | Not engraved | 2023-06-01 | July 2026 | [5 empty] | Functional | 1 item available and locked in the store
Wheel Chair | OPD |  | Qty: 6. Moving chair for the lame |  | Not engraved | 2023-06-01 | July 2026 | [5 empty] | Functional | 6 items but not engraved (NF)
Audio Visual Equipment | OPD |  | Qty: 1. Equipment for health education |  | Not engraved | 2023-06-01 | July 2026 | [5 empty] | Functional | 1 item available but locked in the store
Medical Waste Bin | OPD |  | Qty: 19. Coloured medical waste plastic bin |  | Not engraved | 2023-06-01 | July 2026 | [5 empty] | Functional | Not engraved
Wall Clock | OPD |  | Qty: 0 |  | Not engraved | [7 empty] | Functional | Item not available
Diagnostic Equipment Set for MCH | OPD |  | Qty: 3. medical set containing stethoscope |  | Not engraved | 2023-04-07 | July 2026 | [5 empty] | Functional | brand new 3 items were later booked in facility
Diagnostic Equipment Set for OPD | OPD |  | Qty: 0. medical set containing thermometer |  | Not engraved |  | July 2026 | [5 empty] | Functional | Not received
Glassware Set, Laboratory, Basic | OPD |  | Qty: 2. medical set containing test tubes |  | Not engraved | 2023-04-07 | July 2026 | [5 empty] | Functional | 2 items listed as above (NE) Not engraved
Hollow Ware Set, Treatment | OPD |  | Qty: 2. stainless steel containing kidney dishes |  | Not engraved | 2023-04-07 | July 2026 | [5 empty] | Functional | 2 items listed in the store (NE) not engraved
Instrument Set, Dressing | OPD |  | Qty: 2. medical equipment containing scissors |  | Not engraved | 2023-04-07 | July 2026 | [5 empty] | Functional | 2 items listed in the store (NE) Not engraved
Instrument Set, Basic ENT | OPD |  | Qty: 1. medical equipment containing forceps |  | Not engraved | 2023-04-07 | July 2026 | [5 empty] | Functional | 1 item locked in the store not engraved
Instrument Set, Suture | OPD |  | Qty: 3. suture set containing needle holder |  | Not engraved | 2023-04-07 | July 2026 | [5 empty] | Functional | 3 items locked in the store not engraved
Pulse Oximeter, Hand held | Maternity ward |  | Qty: 2. digital device with finger probe |  | Not engraved | 2023-04-07 | July 2026 | [5 empty] | Functional | 2 items listed in the store so far but if they are functional not engraved
Bed, Adult Patient with Mattress | Maternity ward |  | Qty: 0 |  | Not engraved | [7 empty] | Functional | Not received
Bed, Pediatric Patient, With Mattress | Maternity ward |  | Qty: 4. small size bed frame with |  | Not engraved | 2023-04-07 | July 2026 | [5 empty] | Functional | 4 items not engraved
Bedside Locker | Maternity ward |  | Qty: 10. Metallic made with single drawer cupboard |  | Not engraved | 2023-06-07 | July 2023 | [5 empty] | Functional | Functional 10 items not engraved
Cupboard, Instrument | Maternity ward |  | Qty: 1. Hospital equipment |  | Not engraved | 2023-06-07 | July 2023 | [5 empty] | Functional | Functional 1 item not engraved
Delivery Bed, Hydraulic Manual | Maternity ward |  | Qty: 1. Fully adjustable bed |  | Not engraved | 2023-06-07 | July 2023 | [5 empty] | Functional | Functional 1 item not engraved
Oxygen Therapy Apparatus, Minimum 45L cylinder | Maternity ward |  | Qty: 2. Oxygen therapy unit with 4.5L |  | Not engraved | 2023-06-07 | July 2023 | [5 empty] | Functional | Functional 2 items not engraved
Resuscitator Manual, Infant, with all Mask sizes | Maternity ward |  | Qty: 1. Bag valve mask infant type |  | Not engraved | 2023-06-07 | July 2023 | [5 empty] | Functional | Functional 1 item not engraved
Resuscitator Manual, Adult, with all mask sizes | Maternity ward |  | Qty: 1. Bag valve mask adult type |  | Not engraved | 2023-06-07 | July 2023 | [5 empty] | Functional | Functional 1 item not engraved
Suction Apparatus, (Electric) | Health |  |  |  | Not engraved | [7 empty] | Functional | Not received
Nebulizer, Ultrasonic | Health |  |  |  | Not engraved | [7 empty] | Functional | Not received
Oxygen Concentrator, Duo Flow | Maternity ward |  | Qty: 1. Medical equipment with humidifier bottle |  | Not engraved | 2023-06-07 | July 2023 | [5 empty] | Functional | Functional 1 item not engraved
Bench | Health |  | Qty: 4. Medical equipment for sitting on |  | Not engraved | 2023-06-07 | July 2023 | [5 empty] | Functional | Functional 4 items not engraved
Disinfection Buckets | Health |  | Qty: 0 |  | Not engraved | 2023-06-07 | July 2026 | [5 empty] | Functional
Baby Cot | Health |  | Qty: 2. Stainless steel/head with mattress & wheels |  | Not engraved | 2023-06-07 | July 2026 | [5 empty] | Functional | Functional Not engraved
Diagnostic Equipment Set for Ward | Health |  | Qty: 2. Ward diagnostic set with BP machine |  | Not engraved | 2023-06-07 | July 2026 | [5 empty] | Functional | Functional 2 items in the store Not engraved
Hollow Ware Set, Ward | Health |  | Qty: 2. Stainless steel with bowls, tray etc |  | Not engraved | 2023-06-07 | July 2026 | [5 empty] | Functional | Functional 2 items in the store
Instrument Set, Delivery | Health |  | Qty: 5. Stainless steel with artery cord doctors |  | Not engraved | 2023-06-07 | July 2026 | [5 empty] | Functional | Functional 5 items present & not engraved
Instrument Set, Stitch Removing | Health |  | Qty: 5. Stitch removing set with fine scissors |  | Not engraved | 2023-06-07 | July 2026 | [5 empty] | Functional | Functional 5 items present and not engraved
MVA Kit | Health |  | Qty: 5. medical equipment with relatable valve syringe 60ml |  | Not engraved | 2023-06-07 | July 2026 | [5 empty] | Functional | Functional 5 items present & not engraved
Stool, Laboratory | Health |  | Qty: 3. metallic " High equipment with round revolving seat |  | Not engraved | 2023-06-07 | July 2026 | [5 empty] | Functional | Functional 3 items present
Penguin Sucker | Health |  | Qty: 3. Bulb suction device, rubber 60ml |  | Not engraved | 2023-06-07 | July 2024 | [5 empty] | Functional | Functional & items present - Not engraved
Bubble CPAP | Health |  | Qty: 1 |  | Not engraved | [7 empty] | Functional | Not seen
Centrifuge (Electric) | Health |  | Qty: 1 |  | Not engraved | 2023-06-07 | July 2026 | [5 empty] | Functional | Functional 1 item present in the store and not engraved
Kangaroo Mother Care Chair | Health |  | Qty: 1. KMC chair low height for mother |  | Not engraved | 2023-06-07 | [6 empty] | Functional | Not received
Radiant Infant Warmer | Health |  | Qty: 2 |  | Not engraved | July 2026 | [6 empty] | Functional | Functional 2 items present not engraved
Haemoglobin Meter, Sahli | Health |  | Qty: 2. Device with comparator box, pipette & stirrer |  | Not engraved | 2023-06-07 | July 2026 | [5 empty] | Functional | Functional 1 item not engraved
Delivery Bed | Health |  | Qty: 1. Delivery bed standard with hydraulic with leg holders |  | Not engraved | 2023-06-07 | [6 empty] | Functional
Examination light | Health |  | Qty: 1 |  | Not engraved | [7 empty] | Functional
Instrument set, ENT Basic for HCIII | Health |  | Qty: 0 |  | Not engraved | [7 empty] | Functional | Not seen
Bag Valve mask (Ambu Bag) Neonatal | Health |  | Ambu bag neonatal 240ml silicone autoclavable |  | Not engraved | 2023-06-07 | July 2023 | [5 empty] | Functional | No items found
Incubator | Health |  | Qty: 0 |  | Not engraved | [7 empty] | Functional | Not seen
Office Chair | Health |  | Qty: 5. Sitting equipment with swivel low back with armrest |  | Not engraved | 2023-06-07 | July 2023 | [5 empty] | Functional | Functional Not engraved
Desk | Health |  | Qty: 0 |  | Not engraved | [7 empty] | Functional | Not seen
Filing Cabinet | Health |  | Qty: 9. Vertical lockable equipment with keys for storage |  | Not engraved | 2023-02-07 | July 2023 | [5 empty] | Functional | 7 items not registered
Non Residential Buildings | Health |  | Qty: 3 |  | Not engraved | [7 empty] | Functional | 3 buildings completed
Residential Buildings | Health |  | Qty: 2 |  | Not engraved | [7 empty] | Functional | 2 buildings complete
NAME OF LG: BUKWO DISTRICT LOCAL GOVERNMENT NAME OF HEALTH FACILITY: BRIM HC III
Equipment/ Item | Department | Asset Number | Item | Life in Months | Tag Number ( engrave no.) | Date Of Purchase | Date Placed In Service | Recoverable cost | Cost | Acc Dep Cost | Net Book Value | Ytd Deprn | Equipment status | Remarks
Description
B.P. Machine, Digital | Health |  | Qty: 2. standard Omron |  | BRIM HC III UGIFT/BUK/014 | [7 empty] | Functional | in use
Fetoscope, Doppler | Health |  | Qty: 2. Stainless steel |  | Not engraved | [7 empty] | Good | in use
B.P. Machine (Aneroid wall mounted) | Health |  | Qty: 1. wall BP machine with metal case metal base |  | BRIM HC III UGIFT/BUK/014 | [7 empty] | Functional | in use
Autoclave 20 Liters, Duo Operated | Health |  | Qty: 1. steel metallic round vehicle electronic |  | BRIM HC III UGIFT/BUK/014 | [7 empty] | Functional | in use
Bowl, Kick | Health |  | Qty: 1. Three wheeler bowl |  | BRIM HC III UGIFT/BUK/014 | [7 empty] | Functional | in use
Bowl Stand | Health |  | Qty: 1. stainless bowl stand on wheels |  | BRIM HC III UGIFT/BUK/014 | [7 empty] | Functional
Counting chamber Neubauer-improved | Health |  |  |  | Not engraved | [7 empty] | Functional
Cupboard Steel, Lockable | Health |  | Qty: 8. Metal office storage cupboard |  | BRIM HC III UGIFT/BUK/014 | [7 empty] | Good | in use
Drip Stand | Health |  | Qty: 6. stainless steel drip stands with wheels |  | BRIM HC III UGIFT/BUK/DLG | [7 empty] | Good | in use
ESR Stand | Health |  | Qty: 1. vertical metalic with base |  | Brim HC III UGIFT/BUK/DLG | [7 empty] | Good | in use
Examination Couch | Health |  | Qty: 2. blue nappy leather with cover |  | Brim HC III UGIFT/BUK/DLG | [7 empty] | Good | in use
Examination light LED | Health |  | Qty: 3. forehead light |  | Brim HC III UGIFT/BUK/DLG | [7 empty] | Good | not in use
Glucometer | Health |  | Qty: 1. small machine |  | Brim HC III UGIFT/BUK/DLG | [7 empty] | Good | in use
Haemoglobin Meter, Digital | Health |  | hand held electronic device |  | Not engraved | [7 empty] | Good | in use
Height Meter | Health |  | Qty: 1. Height ruler/ portable |  | Brim HC III UGIFT/BUK/DLG | [7 empty] | Good | in use
Instrument Trolley | Health |  | Qty: 4. stainless steel trolley |  | Brim HC III UGIFT/BUK/DLG | [7 empty] | Good | in use
Microscope Binocular | Health |  | Qty: 1 |  | Brim HC III UGIFT/BUK/DLG | [7 empty] | Good | in use
Otoscope | Health |  | Qty: 1. examining set |  | Brim HC III UGIFT/BUK/DLG | [7 empty] | Good | 0
Patient Screen | Health |  | Qty: 0. white attached to sightles metal moveable |  | Not engraved | [7 empty] | Functional
Patient Trolley | Health |  | Qty: 5. movable stand for patients |  | Brim HC III UGIFT/BUK/DLG | [7 empty] | Good | in use
Refrigerator, Basic | Health |  | Qty: 2. Stainless Steel |  | BRIM HC III | [7 empty] | Functional | Two remaining in store
Stethoscope | Health |  | Qty: 4. Double side for both adults & kids |  | UGIFT/18/019 BRIM HC III | [7 empty] | Functional
Stop Watch | Health |  | Qty: 1. Laboratory chronometer |  | UGIFT/18/019 | [7 empty] | Functional
Stretcher | Health |  | Qty: 2. wheeled |  | BRIM HC III UGIFT/18/019 | [7 empty] | Functional
Stove, Gas | Health |  | Qty: 2. gas |  | UGIFT/18/019 | [7 empty] | Functional
Weighing Scale with Height Meter, Adult | Health |  | Qty: 1. Stainless steel digital weighing scale |  | BRIM HC III UGIFT/18/019 | [7 empty] | Functional
Weighing Scale, Infant | Health |  | Qty: 1. Infant weighing with digits |  | Not engraved | [7 empty] | Not | is not functional.
Weighing Scale, Toddler | Health |  | Qty: 1. Weighing machine with a tray |  | BRIM HC III UGIFT/18/019 | [7 empty] | Functional
Wheel Chair | Health |  | Qty: 1. black with four wheels |  | BRIM HC III UGIFT/18/019 | [7 empty] | Functional
Audio Visual Equipment | Health |  | Qty: 1. In the box |  | Not engraved | [7 empty] | Good | Not in use in the store
Medical Waste Bin | Health |  | Qty: 10. Stainless bins |  | BRIM HC III UGIFT/18/019 | [7 empty] | Functional
Wall Clock | Health |  | Qty: 3. white round clocks |  | Not engraved | [7 empty] | Good | in use.
Diagnostic Equipment Set for MCH | Health |  | Qty: 3. drum set |  | Not engraved | [7 empty] | Good | in use
Diagnostic Equipment Set for OPD | Health |  | Qty: 2. aluminium drum with equipment |  | Not engraved | [7 empty] | Good | in use
Glassware Set, Laboratory, Basic | Health |  | Qty: 2. assorted |  | Not engraved | [7 empty] | Good | in use
Hollow Ware Set, Treatment | Health |  | Qty: 2. stainless steel drum |  | Not engraved | [7 empty] | Good | in use
Instrument Set, Dressing | Health |  | Qty: 3. stainless steel drum |  | Not engraved | [7 empty] | Good | one in used
Instrument Set, Basic ENT | Health |  | Qty: 1. stainless steel |  | Not engraved | [7 empty] | Good | one in used
Instrument Set, Suture | Health |  | Qty: 3. stainless steel |  | Not engraved | [7 empty] | Good | one in used
Pulse Oximeter, Hand held | Health |  | Qty: 2. Digital small machine |  | Not engraved | [7 empty] | Good | one in use
Bed, Adult Patient with Mattress | Health |  | steel blue coated with wire mesh & mattresses 4 items were transfered from the main hospital. 10-4 |  | BRIM HCIII UG/IFT/BKL/044 | [7 empty] | Functional
Bed, Pediatric Patient, With Mattress | Health |  | Qty: 4 |  | Not engraved | [7 empty] | Functional
Bedside Locker | Health |  | Qty: 1. Plastic white and blue |  | BRIM HC III UGIFT/BUK/DLG | [7 empty] | good | in used
Cupboard, Instrument | Health |  | Qty: 1. Glassed metal |  | BRIM HC III UGIFT/BUK/DLG | [7 empty] | good
Delivery Bed, Hydraulic Manual | Health |  | Qty: 1. Pink bed |  | UGIFT/BUK/DLG BRIM HC III | [7 empty] | good
Oxygen Therapy Apparatus, Minimum 45L cylinder | Health |  | Qty: 2. Blue use circle |  | UGIFT/BUK/DLG BRIM HC III | [7 empty] | good
Resuscitator Manual, Infant, with all Mask sizes | Health |  | Qty: 1. Rubber form |  | Not engraved | [7 empty] | good
Resuscitator Manual, Adult, with all mask sizes | Health |  | Qty: 1. For emergency breathing |  | Not engraved | [7 empty] | good
Suction Apparatus, (Electric) | Health |  | Qty: 1. For breathing |  | BRIM HC III UGIFT/BUK/DLG | [7 empty] | good
Nebulizer, Ultrasonic | Health |  | Qty: 1. small refrigerator box like |  | BRIM HC III UGIFT/BUK/DLG | [7 empty] | good
Oxygen Concentrator, Duo Flow | Health |  | Qty: 1. Humidifier bottle flowmeter nose and nasal |  | BRIM HC III UGIFT/BUK/DLG | [7 empty] | good
Bench | Health |  | Qty: 4. woody with a lining space |  | BRIM HC III UGIFT/BUK DLG | [7 empty] | good
Disinfection Buckets | Health |  | Qty: 2. plastic buckets |  | BRIM HC III UgIFT/BK/043 | [7 empty] | Functional | They are all spoiled
Baby Cot | Health |  | Qty: 2. stainless steel beds with small mattress |  | BRIM HC III UgIFT/BK/044 | [7 empty] | Functional | They are not found in the facility
Diagnostic Equipment Set for Ward | Health |  | Qty: 2. containing two bowls and one tray |  | BRIM HC III UgIFT/BK/045 | [7 empty] | Functional | Not delivered
Hollow Ware Set, Ward | Health |  | Qty: 2. stainless steel dish and boots and ward |  | BRIM HC III UgIFT/BK/046 | [7 empty] | Functional | Not found in the facilities
Instrument Set, Delivery | Health |  | Qty: 3. stainless drum for delivery |  | BRIM HC III UgIFT/BK/047 | [7 empty] | Functional
Instrument Set, Stitch Removing | Health |  | Qty: 3. When used dissecting forceps and scissor |  | Not engraved | [7 empty] | Functional | Not received by the facility
MVA Kit | Health |  | Qty: 5. in a white polythene bag |  | Not engraved | [7 empty] | Functional
Stool, Laboratory | Health |  | Qty: 3. movable stool |  | BRIM HC III UgIFT/BK/048 | [7 empty] | Functional
Penguin Sucker | Health |  | Qty: 3. Ovalled shaped apparatus |  | Not engraved | [7 empty] | Good | in use
Bubble CPAP | Health |  | Qty: 0 |  | Not engraved | [7 empty] | Functional
Centrifuge (Electric) | Health |  | Qty: 1. silver with wooden cover |  | BRIM HC III UGIFT/BUK/DLG | [7 empty] | Good | in use
Kangaroo Mother Care Chair | Health |  | Qty: 1 |  | Not engraved | [7 empty] | Functional
Radiant Infant Warmer | Health |  |  |  | Not engraved | [7 empty] | Good | in use
Haemoglobin Meter, Sahli | Health |  | Qty: 2. Blood meter manual |  | Not engraved | [7 empty] | Functional
Delivery Bed | Health |  | Qty: 1. Pink adjustable bed |  | BRIM HC III UGIFT/BUK/DLG | [7 empty] | Good | in use
Examination light | Health |  | Qty: 2. movable light that can be turned |  | BRIM HC III UGIFT/BUK/DLG | [7 empty] | Good | in use
Instrument set, ENT Basic for HCIII | Health |  | Qty: 1. Stainless steel with silver polythene |  | Not engraved | [7 empty] | Good | in use
Bag Valve mask (Ambu Bag) Neonatal | Health |  | Ambu bag. 18 Adult 16 pediatric 15 neonatal |  | Not engraved | [7 empty] | Good | in use
Incubator | Health |  | Qty: 10 |  | Not engraved | [7 empty] | Good | in use
Office Chair | Health |  | Qty: 7. black swinging moving round |  | BRIM HC III / UGIFT / BUK / LG | [7 empty] | Good | in use.
Desk | Health |  | Qty: 6. black coach with wood |  | BRIM HC III / UGIFT / BUK / LG | [7 empty] | Good | in use.
Filing Cabinet | Health |  | Qty: 4 |  | BRIM HC III UGIFT/BUK/044 | [7 empty] | good | In use
Non Residential Buildings | Health |  | 4 buildings - 1 maternity ward, medical, VIP latrines pit |  | Maternity | [7 empty] | good | in use.
Residential Buildings | Health |  | 1 block - Three bedrooms house of each midwife |  | Staff | [7 empty] | good | in use.
NAME OF LG: BUKWO DISTRICT LOCAL GOVERNMENT NAME OF HEALTH FACILITY: CHEPKWASTA HC III
Equipment/ Item | Department | Asset Number | Item | Life in Months | Tag Number ( engrave no.) | Date Of Purchase | Date Placed In Service | Recoverable cost | Cost | Acc Dep Cost | Net Book Value | Ytd Deprn | Equipment status | Remarks
Description
B.P. Machine, Digital | Health |  | Qty: 2. machine with rubber cuff cloth cover |  | CHEP HC III / UGIFT/BUK/044 | [7 empty] | Good | in use
Fetoscope, Doppler | Health |  | Qty: 2. stainless steel |  | Not engraved | [7 empty] | Good | in use
B.P. Machine (Aneroid wall mounted) | Health |  | Qty: 1. large round an/sc mon 300 mm hg fixed wall |  | CHEP HC III / UGIFT/BUK/044 | [7 empty] | Good | in use
Autoclave 20 Liters, Duo Operated | Health |  | Qty: 1. Stainless steel drum |  | CHEP HC III / UGIFT/BUK/044 | [7 empty] | Good | in use
Bowl, Kick | Health |  | Qty: 1. stainless steel round |  | CHEP HC III / UGIFT/BUK/044 | [7 empty] | Good | in use
Bowl Stand | Health |  | Qty: 1. stainless wheel |  | CHEP HC III / UGIFT/BUK/044 | [7 empty] | Good | in use
Counting chamber Neubauer- Improved | Health |  | Qty: 1. Thick optical glass |  | Not engraved | [7 empty] | Good | in & store
Cupboard Steel, Lockable | Health |  | Qty: 3. mild steel coated colour grey |  | CHEP HC III UGIFT/BUK/044 | [7 empty] | Good | in use
Drip Stand | Health |  | Qty: 3. stainless steel |  | CHEP HC III UGIFT/BUK/044 | [7 empty] | Good | in use.
ESR Stand | Health |  | Qty: 1. Metal vertical heavy base |  | CHEP HC III / UGIFT/BUK/064 | [7 empty] | Good | in use
Examination Couch | Health |  | Qty: 2. bed formed for check ups |  | CHEP HC III / UGIFT/BUK/064 | [7 empty] | Good | in use
Examination light/LED | Health |  | Qty: 2. pore head light |  | CHEP HC III / UGIFT/BUK/064 | [7 empty] | Good | in a box
Glucometer | Health |  | Qty: 2. small hand held electric device |  | CHEP HC III / UGIFT-BUK-064 | [7 empty] | Good | in use
Haemoglobin Meter, Digital | Health |  | Qty: 1. measuring blood |  | CHEP HC III / UGIFT/BUK/064 | [7 empty] | Good | in use
Height Meter | Health |  | Qty: 1. steel coated white |  | CHEP HC III / UGIFT/BUK/064 | [7 empty] | Good | in use
Instrument Trolley | Health |  | Qty: 2. stainless steel |  | CHEP HC III / UGIFT/BUK/064 | [7 empty] | Good | in use
Microscope Binocular | Health |  | Qty: 1. metallic and small |  | CHEP HC III / UGIFT/BUK/064 | [7 empty] | Good | in use
Otoscope | Health |  | Qty: 1. Ear examination |  | CHEP HC III / UGIFT/BUK/064 | [7 empty] | Good | in use
Patient Screen | Health |  | Qty: 3. 3 fold white screen movable |  | CHEP HC III / UGIFT/BUK/064 | [7 empty] | Good | in use
Patient Trolley | Health |  | Qty: 1. stainless steel |  | CHEP HC III / UGIFT/BUK/064 | [7 empty] | Good | in use
Refrigerator, Basic | Health |  | Qty: 1. mild steel |  | CHEP/HC/III/UGIFT/Buk/041 | [7 empty] | good | in use by some officer
Stethoscope | Health |  | Qty: 4. Double side nose breast ears |  | Not engraved | [7 empty] | good
Stop Watch | Health |  | Qty: 1. Laboratory clock |  | Not engraved | [7 empty] | good | in the store
Stretcher | Health |  | Qty: 0 |  | CHEP HC III / UGIFT/BUK/044 | [7 empty] | good | in use
Stove, Gas | Health |  | Qty: 1. steel work |  | UGIFT/BUK/046 | [7 empty] | good | in use
Weighing Scale with Height Meter, Adult | Health |  | Qty: 1. Measures weight height |  | CHEP HC III UGIFT/BUK/042 | [7 empty] | good | in use
Weighing Scale, Infant | Health |  | Qty: 1. Infant beam with a tray |  | CHEP HC III UGIFT/BUK/043 | [7 empty] | good | in use
Weighing Scale, Toddler | Health |  | Qty: 1. Hanging 25kg |  | CHEP HC III UGIFT/BUK/044 | [7 empty] | good | in use
Wheel Chair | Health |  | Qty: 2. black with front wheels |  | CHEP HC III UGIFT/BUK/104 | [7 empty] | good | 3 in use others in the store
Audio Visual Equipment | Health |  | Qty: 1 |  | CHEP HC III UGIFT/BUK/109 | [7 empty] | Functional
Medical Waste Bin | Health |  | Qty: 10. stainless steel |  | CHEP HC III UGIFT/BUK/048 | [7 empty] | good | in use
Wall Clock | Health |  | Qty: 3. Glass and steel white clock |  | CHEP HC III/UGIFT/Buk/049 | [7 empty] | Functional
Diagnostic Equipment Set for MCH | Health |  | Qty: 3. family planning |  | Not engraved | [7 empty] | Good | in store
Diagnostic Equipment Set for OPD | Health |  | Qty: 2. out going patients equipment |  | Not engraved | [7 empty] | Good | in the store
Glassware Set, Laboratory, Basic | Health |  | Qty: 2. standard Beakers |  | Not engraved | [7 empty] | Good | in the store
Hollow Ware Set, Treatment | Health |  | Qty: 2. for Health stainless steel |  | Not engraved | [7 empty] | Good | in use
Instrument Set, Dressing | Health |  | Qty: 3. stainless steel |  | Not engraved | [7 empty] | Good | in use
Instrument Set, Basic ENT | Health |  | Qty: 1. stainless steel |  | Not engraved | [7 empty] | Good | in use
Instrument Set, Suture | Health |  | Qty: 3. stainless steel |  | Not engraved | [7 empty] | Good | in use
Pulse Oximeter, Hand held | Health |  | Qty: 2. stainless steel |  | CHEP HCIII / UGIFT/BUK/014 | [7 empty] | Good | in use
Bed, Adult Patient with Mattress | Health |  | Qty: 10. steel coat white powder coated with black mattress |  | CHEP HCIII / UGIFT/BUK/014 | [7 empty] | Good | in use
Bed, Pediatric Patient, With Mattress | Health |  | Qty: 4. steel with mattress |  | CHEP HCIII / UGIFT/BUK/014 | [7 empty] | Good | in use
Bedside Locker | Health |  | Qty: 10. Plastic with drawers |  | CHEP HC III UGIFT/BUK/011 | [7 empty] | Good | in use
Cupboard, Instrument | Health |  | Qty: 1. Glass and steel |  | CHEP HC III UGIFT/BUK/011 | [7 empty] | good | inuse
Delivery Bed, Hydraulic Manual | Health |  | Qty: 1. Adjustable bed |  | CHEP HC III UGIFT/BUK/014 | [7 empty] | good | inuse
Oxygen Therapy Apparatus, Minimum 45L cylinder | Health |  | Qty: 2. 45L cylinder complete |  | CHEP HC III UGIFT/BUK/014 | [7 empty] | Good | inuse
Resuscitator Manual, Infant, with all Mask sizes | Health |  | Qty: 1. Self-inflating bag |  | CHEP HC III UGIFT/BUK/014 | [7 empty] | Good | inuse
Resuscitator Manual, Adult, with all mask sizes | Health |  | Qty: 1. mask inflating bag |  | Not engraved | [7 empty] | Functional
Suction Apparatus, (Electric) | Health |  | Qty: 1. Portable tray model electrically |  | CHEP HC III UGIFT/BUK/014 | [7 empty] | Functional
Nebulizer, Ultrasonic | Health |  | Qty: 1. Steel |  | UGIFT/BUK/014 | [7 empty] | Good | inuse
Oxygen Concentrator, Duo Flow | Health |  | Qty: 1. Humidifier bottle, Flowmeter, oxygen tube and arterial cannular |  | CHEP HC III UGIFT/BK/164 | [7 empty] | Functional
Bench | Health |  | Qty: 4. wood benches |  | CHEP HC III/UGIFT BUK/029 | [7 empty] | Functional
Disinfection Buckets | Health |  | Qty: 2. Plastic buckets |  | CHEP HC III/ UGIFT/ BUK/ 012 | [7 empty] | Good | Still in the store sometimes in use
Baby Cot | Health |  | Qty: 2. Stainless steel |  | CHEP HC III/ UGIFT/ BUK/ 011 | [7 empty] | Good | Still in the store
Diagnostic Equipment Set for Ward | Health |  | Qty: 2. Stainless steel |  | Not engraved | [7 empty] | Good | Still in store
Hollow Ware Set, Ward | Health |  | Qty: 2. dishes for ward general use |  | Not engraved | [7 empty] | Good | still in useable
Instrument Set, Delivery | Health |  | Qty: 5. Stainless steel for delivery |  | Not engraved | [7 empty] | Good | In the maternity
Instrument Set, Stitch Removing | Health |  | Qty: 5. stitch scissors dissecting forceps and artery forceps |  | Not engraved | [7 empty] | Good | in the box
MVA Kit | Health |  | Qty: 5. For incomplete abortion |  | Not engraved | [7 empty] | Good | in box
Stool, Laboratory | Health |  | Qty: 1. Rolling stool |  | CHEP HC III UGIFT/BUK/014 | [7 empty] | Functional
Penguin Sucker | Maternity ward |  | Qty: 3. oval shape rubber material. 3 / 2 lost |  | Not engraved | [7 empty] | Good | in use
Bubble CPAP | Health |  | Qty: 0 |  | CHEP HC III/ UGIFT/ BUK/ 014 | [7 empty] | Functional | not seen
Centrifuge (Electric) | Health |  | Qty: 1. stainless steel body blue inside |  | CHEP HC III/ UGIFT/ BUK/ 009 | [7 empty] | Good | in use
Kangaroo Mother Care Chair | Health |  | Qty: 1. Standing wood black chair |  | CHEP HC III/ UGIFT/ BUK/ 007 | [7 empty] | Good | in use
Radiant Infant Warmer | Health |  |  |  | Not engraved | [7 empty] | Functional
Haemoglobin Meter, Sahli | Health |  | Qty: 2. in plastic red box with strip |  | CHEP HC III/ UGIFT/ BUK/ 018 | [7 empty] | Good | in use
Delivery Bed | Maternity ward |  | Qty: 1. Pink delivery bed |  | CHEP HC III/ UGIFT/ BUK/ 029 | [7 empty] | Good | in use
Examination light | Health |  | Qty: 1. mobile floor standing goosenecked moveable black light wheels |  | Not engraved | [7 empty] | Good | in use
Instrument set, ENT Basic for HCIII | Health |  | Qty: 1. stainless steel tray with lid containing 14 pieces |  | Not engraved | [7 empty] | Good | Not in the store
Bag Valve mask (Ambu Bag), Neonatal | Health |  | Qty: 15. self inflating bag with a silicon sheet transparent |  | Not engraved | [7 empty] | Good | in the store
Incubator | Health |  | Qty: 0 |  | Not engraved | [7 empty] | Functional
Office Chair | Health |  | Qty: 3. Swinging black office soft chairs |  | CHEP HC III/UGIFT/BUKWO | [7 empty] | Good | in use
Desk | Health |  | Qty: 4 |  | CHEPHC III UGIFT/BUKWO | [7 empty] | Good | in use
Filing Cabinet | Health |  | Qty: 4. steel lockable withdrawn |  | CHEP HC III UG/PT/BLDG/ | [7 empty] | Good | in use.
Non Residential Buildings | Health |  | Qty: 3. building with latrine/Placentapit. maternity |  | Not engraved | [7 empty] | Functional | Insufficient solar power. It always blackout.
Residential Buildings | Health |  | Qty: 1. houses with four rooms. staff |  | Not engraved | [7 empty] | Functional | No power supply No water supply No toilets.
NAME OF LG: BUKWO DISTRICT LOCAL GOVERNMENT NAME OF HEALTH FACILITY: KAPKOROS HC III
Equipment/ Item | Department | Asset Number | Item | Life in Months | Tag Number ( engrave no.) | Date Of Purchase | Date Placed In Service | Recoverable cost | Cost | Acc Dep Cost | Net Book Value | Ytd Deprn | Equipment status | Remarks
Description
B.P. Machine, Digital | Health |  | Qty: 5. Sinocare, plastic, with a rubber cuff |  | Not engraved |  | 2026-07-07 | [5 empty] | Good | in use
Fetoscope, Doppler | Health |  | Qty: 2. Metallic equipment for listening to the baby's heartbeat |  | Not engraved | [7 empty] | Functional | In use, not engraved
B.P. Machine (Aneroid wall mounted) | Health |  | Qty: 1. Has no mercury, wall mounted |  | Not engraved | [7 empty] | Good | one in use
Autoclave 20 Liters, Duo Operated | Health |  | Qty: 1. Metallic in nature |  | Not engraved | 2023-06-15 | 2026-07-07 | [5 empty] | Good | in use
Bowl, Kick | Health |  | Qty: 1. Metallic with wheels, on floor |  | Not engraved | [7 empty] | Good | in use
Bowl Stand | Health |  | Qty: 1. Stand to hold two bowls |  | Not engraved | 2023-06-15 | 2026-07-07 | [5 empty] | Good | in use
Counting Chamber, Neubauer-improved | Health |  | Qty: 2. Used for counting WBC, RBC, sperm cells |  | Not engraved | [7 empty] | Good | Not in use, still in the box in the store
Cupboard Steel, Lockable | Health |  | Qty: 7 |  | Not engraved | 2023-06-15 | 2026-07-07 | [5 empty] | Good | in use
Drip Stand | Health |  | Qty: 3. Used for tonsil, IV fluids, blood bags or infusion pumps |  | Not engraved | 2023-06-15 | [6 empty] | Good | in use
ESR Stand | Health |  | Qty: 1. Emergency |  | Not engraved | 2023-06-15 | 2026-07-07 | [5 empty] | Good | Not in use, still in store
Examination Couch | Health |  | Qty: 2. It has a bed sheet cover, adjustable |  | Not engraved | 2023-06-15 | 2026-07-07 | [5 empty] | Good | in use
Examination Light LED | Health |  | Qty: 2. White movable light on stand |  | Not engraved | 2023-06-15 | 2026-07-07 | [5 empty] | Good | Still in store
Glucometer | Health |  | Qty: 1 |  | Not engraved | [7 empty] | Functional | Not seen
Haemoglobin Meter, Digital | Health |  | Qty: 2. For measuring blood |  | Not engraved | 2023-06-15 | 2026-07-07 | [5 empty] | Good | In the box, still brand new
Height Meter | Health |  | Qty: 3. Age metallic, with metallic scale |  | Not engraved | 2023-06-15 | 2026-07-07 | [5 empty] | Good | in use
Instrument Trolley | Health |  | Qty: 2. Automatic steel, movable, used for instruments |  | Not engraved |  | 2026-07-07 | [5 empty] | Good | in use
Microscope Binocular | Health |  | Qty: 1. Used to view small objects |  | Not engraved | 2023-06-15 | 2026-07-07 | [5 empty] | Good | In the store
Otoscope | Health |  | Qty: 1. Diagnose the ears |  | Not engraved |  | 2026-07-07 | [5 empty] | Good | In the store
Patient Screen | Health |  | Qty: 3. Movable curtain with white cloth, with small holes |  | Not engraved | 2023-06-15 | 2026-07-07 | [5 empty] | Good | in use
Patient Trolley | Health |  | Qty: 1. Movable bed used to carry patients |  | Not engraved | [7 empty] | Good | in use
Refrigerator, Basic | Health |  | Qty: 2. Grey in colour and material |  | Not engraved | [7 empty] | Functional | Needs repair/supply
Stethoscope | Health |  | Qty: 4. Green rubber instrument used to listen inside the body |  | 7 | 2023-06-15 | 2026-07-07 | [5 empty] | Good | in use
Stop Watch | Health |  | Not received |  | Not engraved |  | 2026-07-07 | [5 empty] | Not | Not seen
Stretcher | Health |  | Qty: 1. Aluminium, foldable, with wheels |  | Not engraved | 2023-06-15 | 2026-07-07 | [5 empty] | Good | in use
Stove, Gas | Health |  | Qty: 1. Stove with two heads |  | Not engraved | 0 | 2026-07-07 | [5 empty] | Good | in use
Weighing Scale with Height Meter, Adult | Health |  | Qty: 3. Mature scale with weight and height combined |  | Not engraved | 2023-06-15 | 2026-07-07 | [5 empty] | Good | in use
Weighing Scale, Infant | Health |  | Qty: 1. White digital, for carrying |  | Not engraved | 2023-06-15 | 2026-07-07 | [5 empty] | Good | In the box
Weighing Scale, Toddler | Health |  | Qty: 1. Metallic scale with plastic tray |  | Not engraved | 2023-06-15 | [6 empty] | Good | in use
Wheel Chair | Health |  | Qty: 2. Black in colour, for pushing |  | Not engraved | 2023-06-15 | 2026-07-07 | [5 empty] | Good | In use / in the store
Audio Visual Equipment | Health |  | Qty: 0 |  | Not engraved | [7 empty] | Functional
Medical Waste Bin | Health |  | Qty: 10. Metallic waste bins |  | Not engraved | 2023-06-15 | 2026-07-07 | [5 empty] | Good | in use
Wall Clock | Health |  | Qty: 0 |  | Not engraved | [7 empty] | Functional
Diagnostic Equipment Set for MCH | Health |  | Qty: 3. Set of equipment used for managing deliveries |  | Not engraved | [7 empty] | Good | Still kept in the store
Diagnostic Equipment Set for OPD | Health |  | Qty: 2. Set of instruments used in the ANC room |  | Not engraved | [7 empty] | Good | Brand new
Glassware Set, Laboratory, Basic | Health |  | Qty: 2. For laboratory testing |  | Not engraved | [7 empty] | Good | Not in use
Hollow Ware Set, Treatment | Health |  | Qty: 2. Used for treatment |  | Not engraved | [7 empty] | Good | Not in use
Instrument Set, Dressing | Health |  | Qty: 3. Set of sterile instruments used for wound dressing |  | Not engraved | [7 empty] | Good | Not in use
Instrument Set, Basic ENT | Health |  | Qty: 1 |  | Not engraved | [7 empty] | Good | Not in use
Instrument Set, Suture | Health |  |  |  | Not engraved | [7 empty] | Good | Not in use
Pulse Oximeter, Hand held | Health |  | Qty: 4. For measuring oxygen level; clips on finger |  | Not engraved | [7 empty] | Functional
Bed, Adult Patient with Mattress | Health |  | Qty: 0 |  | Not engraved | [7 empty] | Functional
Bed, Pediatric Patient, With Mattress | Health |  | Qty: 4. Metallic beds |  | Not engraved | [7 empty] | Good | in use
Bedside Locker | Health |  | Qty: 10. Small type of metal cabinet |  | Not engraved | [7 empty] | Good | in use
Cupboard, Instrument | Health |  | Qty: 1. Metal cupboard, steel, with glass door |  | Not engraved | [7 empty] | Good | in use
Delivery Bed, Hydraulic Manual | Health |  | Qty: 1. Foam bed frame, movable, waterproof mattress |  | Not engraved | [7 empty] | Good | in use
Oxygen Therapy Apparatus, Minimum 45L cylinder | Health |  | Qty: 2. Big oxygen tank for the patients |  | Not engraved | [7 empty] | Good | Not in use
Resuscitator Manual, Infant, with all Mask sizes | Health |  | Qty: 1. Small manual device used to help babies who are not breathing at birth |  | Not engraved | [7 empty] | Good | in use
Resuscitator Manual, Adult, with all mask sizes | Health |  | Qty: 1. Manual device for giving artificial breathing to all things |  | Not engraved | [7 empty] | Good | in use
Suction Apparatus, (Electric) | Health |  | Qty: 1. To admit air and outer suction |  | Not engraved | [7 empty] | Good | In the store
Nebulizer, Ultrasonic | Health |  | Qty: 1. Yuwell nebulizer |  | Not engraved | [7 empty] | Good | In the store
Oxygen Concentrator, Duo Flow | Health |  | Qty: 1. Box type on wheels, for moving |  | Not engraved | [7 empty] | Good | In the store
Bench | Health |  | Qty: 4. Patient couch, leather |  | Not engraved | [7 empty] | Good | in use
Disinfection Buckets | Health |  | Qty: 4. Plastic buckets |  | Not engraved | [7 empty] | Functional | in use
Baby Cot | Health |  | Qty: 2. Small bed for the child, along with small mattress |  | Not engraved | [7 empty] | Good | in use
Diagnostic Equipment Set for Ward | Health |  | Qty: 2. Stainless steel with cover |  | Not engraved | [7 empty] | Good | in use
Hollow Ware Set, Ward | Health |  | Qty: 2. Abdominal set, basic instrument setup |  | Not engraved | [7 empty] | Good | in use
Instrument Set, Delivery | Health |  | Qty: 5. Stainless steel with lid |  | Not engraved | [7 empty] | Good | in use
Instrument Set, Stitch Removing | Health |  | Qty: 5. Stainless lid with scissors |  | Not engraved | [7 empty] | Good | in use
MVA Kit | Health |  | Qty: 5. Stainless steel instruments |  | Not engraved | [7 empty] | Good | In the box, in the store
Stool, Laboratory | Health |  | Qty: 5. Leather and metallic stool |  | Not engraved | [7 empty] | Good | In the store
Penguin Sucker | Health |  | Qty: 3. Rubber for sucking mucus from the baby's mouth |  | Not engraved | [7 empty] | Functional | in use
Bubble CPAP | Health |  | Qty: 0 |  | Not engraved | [7 empty] | Functional | Not seen
Centrifuge (Electric) | Health |  | Qty: 4. Metal box with lid, top painted |  | Not engraved | [7 empty] | Good | in use
Kangaroo Mother Care Chair | Health |  | Qty: 1. Wooden chair |  | Not engraved | [7 empty] | Good | in use
Radiant Infant Warmer | Health |  |  |  | Not engraved | [7 empty] | Functional | Not seen
Haemoglobin Meter, Sahli | Health |  | Qty: 2. Pink movable medical bed |  | Not engraved | [7 empty] | Good
Delivery Bed | Health |  | Qty: 1. Pink movable medical bed |  | Not engraved | [7 empty] | Good | Still in the store
Examination Light | Health |  | Qty: 3. Moved right/left, thus can be moved |  | Not engraved | [7 empty] | Good | In use, in the maternity ward
Instrument Set, ENT Basic for HCIII | Health |  | Qty: 1. Head mirror, cotton wool, nasal/aural speculum, tongue depressor, Jobson Horne probe |  | Not engraved | [7 empty] | Good | in use, Functional
Bag Valve mask (Ambu Bag), Neonatal | Health |  | Qty: 1. It helps in breathing in case of complications |  | Not engraved | [7 empty] | Good | in use
Incubator | Health |  | Qty: 0 |  | Not engraved | [7 empty] | Functional
Office Chair | Health |  | Qty: 6. Black cloth, movable chairs |  | Not engraved | [7 empty] | Good | in use
Desk | Health |  | Qty: 4. Wooden desk |  | Not engraved | [7 empty] | Good | in use
Filing Cabinet | Health |  | Qty: 4. Stainless steel coated, powder grey |  | Not engraved | [7 empty] | Functional | in use
Non Residential Buildings | Health |  | Qty: 3. Maternity ward, OPD block. 2 storey |  | Not engraved | [7 empty] | Good | No number
Residential Buildings | Health |  | Qty: 1. 2 storey staff quarters, 1 toilet block |  | Not engraved | [7 empty] | Good | In use
NAME OF LG: BUKWO DISTRICT LOCAL GOVERNMENT NAME OF HEALTH FACILITY: KWIRWOT HC III
Equipment/ Item | Department | Asset Number | Item | Life in Months | Tag Number ( engrave no.) | Date Of Purchase | Date Placed In Service | Recoverable cost | Cost | Acc Dep Cost | Net Book Value | Ytd Deprn | Equipment status | Remarks
Description
B.P. Machine, Digital | Health |  | B.P Machine Digital, print for month. Not seen. B.P machine android |  | Not engraved | 2023-07-22 | 2024-07-20 | [5 empty] | Good | works well
Sterilization drum | Health |  | Qty: 1. one middle size in nature |  | Not engraved | 2023-07-22 | [6 empty] | Functional | Functional in the Store
Kidney dish Breast basin | Health |  | Qty: 16. metallic in nature |  | Not engraved | 2024-07-22 | [6 empty] | Functional
B.P. Machine (Aneroid wall mounted) | Health |  | B.P machine android |  | Not engraved | 2023-07-22 | [6 empty] | Functional | In the store
Cheatle forceps | Health |  | Qty: 2. metallic in nature |  | Not engraved | 2024-07-22 | [6 empty] | Functional
Cheatle jar | Health |  | Qty: 2. metallic in nature |  | Not engraved | 2024-07-22 | [6 empty] | Functional
Autoclave 20 Liters, Duo Operated | Health |  | Qty: 1. Autoclave external heated |  | Not engraved | 2023-07-22 | 2024-08-31 | [5 empty] | Functional | Still in the box
Oxygen Therapy Apparatus, Minimum 4.5L cylinder | Health |  | Qty: 2 |  | Not engraved | 2021-07-22 | [6 empty] | New | In the store
MVA kit reusable | Health |  | Qty: 5 |  | Not engraved | 2021-07-22 | [6 empty] | Good | In good condition
Bowl, Kick | Health |  | Qty: 1. 20 litres (stainless steel) 1 Bowl |  | Not engraved | 2023-07-22 | [6 empty] | Functional | In the store
Bowl Stand | Health |  | Qty: 1. Bowl stand (double) |  | Not engraved | 2023-07-22 | [6 empty] | Functional | In the store
Autoclave Stand | Health |  | Qty: 2. 12155623AH2022 SEC 5 yrs (60 months) |  | Not engraved | 2021-07-22 | [6 empty] | New | in the store
Water tanks | Health |  | Qty: 6. water tanks - 3 small size - 3 big size |  | Not engraved | 2021-07-22 | 2025-07-22 | [5 empty] | Good | Functioning
Counting chamber Neubauer-improved | Health |  | Qty: 2. Counting chamber |  | Not engraved | 2023-07-22 | [6 empty] | Functional | In the box
Wash rooms | Health |  | Qty: 4. for both male and female |  | Not engraved | [7 empty] | Functional
Pit latrines | Health |  | Qty: 4. 4 stances |  | Not engraved | 2025-07-22 | 2025-07-22 | [5 empty] | Good | All functioning
Cupboard Steel, Lockable | Health |  | Qty: 8. metallic lockable cupboards |  | Not engraved | 2023-07-22 | [6 empty] | Functional
medical Jam machine (for theatre and labour room) | Health |  | (2) metallic in nature |  | Not engraved | 2021-07-22 | [6 empty] | Functional
Bed pans | Health |  | Qty: 0. modern surgical corp |  | Not engraved | 2021-07-22 | [6 empty] | Good | Cleaning regularly
Drip Stand | Health |  | Qty: 5. DRIP STAND |  | Not engraved | 2023-07-22 | 2024-05-18 | [5 empty] | Functional | Functioning
Urinal litre | Health |  | (5) P |  | Not engraved | 2021-07-22 | [6 empty] | Functional
ESR Stand | Health |  | Qty: 1. ESR stand |  | Not engraved | 2023-07-22 | 2024-05-18 | [5 empty] | New | Still in the store
Examination Couch | Health |  | Qty: 4. Examination Couch |  | Not engraved | 2023-07-22 | [6 empty] | Functional | Functional in use
Examination light LED | Health |  | Qty: 2. Examination light (led) |  | Not engraved | 2023-07-22 | [6 empty] | Good | Not seen
Glucometer | Health |  | Qty: 1. Glucometer Not seen |  | Not engraved | 2023-07-22 | [6 empty] | Good | In the box
Haemoglobin Meter, Digital | Health |  | Qty: 2. Haemoglobin meter |  | Not engraved | 2023-07-22 | [6 empty] | Functional | Not seen
Height Meter | Health |  |  |  | Not engraved | [7 empty] | Functional
Instrument Trolley | Health |  | Qty: 4. Instrument trolley Metallic in nature |  | Not engraved | 2023-07-22 | [6 empty] | Functional | Functional in the store
Microscope Binocular | Health |  | Qty: 1. microscope binocular |  | Not engraved | 2023-07-22 | [6 empty] | New | in the store
Otoscope | Health |  | Qty: 1. (olympus) optical Otoscope |  | Not engraved | 2023-07-22 | [6 empty] | Functional | Functional in use well
Patient Screen | Health |  | Qty: 5. Painted section |  | Not engraved | 2023-07-22 | 18/5/2024 (4 in use) | [5 empty] | Functional | Functional in the store
Patient Trolley | Health |  | Qty: 1. Patient trolley |  | Not engraved | 2023-07-22 | [6 empty] | Functional | Functional in the Store
Refrigerator, Basic | Health |  | Qty: 2 |  | Not engraved | 2023-07-22 | 2026-07-15 | [5 empty] | Functional | in use.
Stethoscope | Health |  | Qty: 8. Stethoscope pro-cardial stainless steel |  | Not engraved | 2023-07-22 | [6 empty] | New | in the store.
Stop Watch | Health |  | Qty: 1. Stop watch |  | Not engraved | 22/7/2023 15/6/2023 | [6 empty] | New | in the store.
Stretcher | Health |  | Qty: 4. stretcher |  | Not engraved | 22/7/2023 15/6/2023 | [6 empty] | Functional
Stove, Gas | Health |  | Qty: 2. stove gas |  | Not engraved | 2023-07-22 | [6 empty] | One seen and one not seen | One not seen
Weighing Scale with Height Meter, Adult | Health |  | Qty: 3. Weighing Scale Adult |  | Not engraved | 2023-07-22 | 2026-05-15 | [5 empty] | New | in the store
Weighing Scale, Infant | Health |  | Qty: 2. weighing scale automated weighing scale |  | Not engraved | 2023-07-22 | [6 empty] | New | in the store
Weighing Scale, Toddler | Health |  | Qty: 1. weighing scale toddler |  | Not engraved | 2023-07-22 | [6 empty] | New | in the store
Wheel Chair | Health |  | Qty: 4. wheel chair electr dynamo |  | Not engraved | 2023-07-22 | [6 empty] | New | in the store
Audio Visual Equipment | Health |  | Audio visual equipment (0) (14) |  | Not engraved | [7 empty] | Functional
Medical Waste Bin | Health |  | Qty: 10. Medical waste bin |  | Not engraved | 2023-07-22 | [6 empty] | New
Medical Waste Bin | Health |  | Qty: 8. 8 pcs |  | Not engraved | 2023-06-15 | [6 empty] | New | in the store
Wall Clock | Health |  | Qty: 20. wall clock floor |  | Not engraved | 2023-07-22 | [6 empty] | New | in the box
Wall Clock | Health |  | Qty: 20. 20 |  | Not engraved | 2023-06-15 | [6 empty] | New | in the store
Diagnostic Equipment Set for MCH | Health |  | Qty: 2. Diagnostic Equipment Set for MCH |  | Not engraved | 2024-07-22 | [6 empty] | New | In the store
Diagnostic Equipment Set for OPD | Health |  | Qty: 2. Diagnostic Equipment set for OPD |  | Not engraved | 2024-07-22 | [6 empty] | New | In the store
Glassware Set, Laboratory, Basic | Health |  | Qty: 2. Glassware set basic |  | Not engraved | 2024-07-22 | [6 empty] | New | In the store
Hollow Ware Set, Treatment | Health |  | Qty: 2. Hollow ware set treatment |  | Not engraved | 2024-07-22 | [6 empty] | New | In the store
Instrument Set, Dressing | Health |  | Qty: 2. instrument set for dressing |  | Not engraved | 2024-07-22 | [6 empty] | New | In the store
Instrument Set, Basic ENT | Health |  | Qty: 3. 1 set metallic in nature |  | Not engraved | 2024-07-22 | [6 empty] | New | In the store
Instrument Set, Suture | Health |  | (5) |  | Not engraved | 2024-07-22 | [6 empty] | Functional
Bed, Adult Patient with Mattress | Health |  | Qty: 3 |  | Not engraved | 2024-07-22 | [6 empty] | Functional | All these in the store.
Bed, Pediatric Patient, With Mattress | Health |  | Qty: 4. metallic in nature |  | Not engraved | 2024-07-22 | [6 empty] | Functional | Working functioning well
Bedside Locker | Health |  | Qty: 10. patient cupboards |  | Not engraved | 2021-07-22 | 2026-05-18 | [5 empty] | Good | Seen
Cupboard, Instrument | Health |  | Qty: 1 |  | Not engraved | 2021-07-22 | Not in use | [5 empty] | Good | Functioning
Delivery Bed, Hydraulic Manual | Health |  | Qty: 1 |  | Not engraved | 2021-07-22 | 2026-05-18 | [5 empty] | Works new | in the store
Resuscitator Manual, Adult, with all mask sizes | Health |  | Qty: 2. manual resuscitator and reusable silicone |  | Not engraved | 2021-07-22 | [6 empty] | New | In the store
Suction Apparatus, (Electric) | Health |  | Qty: 5. Less by 4 |  | Not engraved | 2023-06-15 | [6 empty] | New | Store
Nebulizer, Ultrasonic | Health |  | Qty: 1. HD2AH |  | Not engraved | 2021-07-22 | [6 empty] | Functional | in the store
Oxygen Concentrator, Duo Flow | Health |  | (1) ultrasonic Nebulizer |  | Not engraved | 2021-07-22 | 2026-05-18 | [5 empty] | New | Functional
Oxygen Concentrator | Health |  | Qty: 1. Yuwell 7F-10W Oxygen Concentrator |  | Not engraved | 2021-07-22 | [6 empty] | Functional
Bench | Health |  | Qty: 4. wooden and heavy |  | Not engraved | 2021-07-22 | 2026-05-18 | [5 empty] | Good | Functioning well
Disinfection Buckets | Health |  | Qty: 5. plastic blue in nature |  | Not engraved | 2021-07-22 | [6 empty] | Still new | Available
Baby Cot | Health |  | Qty: 2. metallic in nature |  | Not engraved | 2021-07-22 | 1 in use 15/5/2024 | [5 empty] | Good | Available
Diagnostic Equipment Set for Ward | Health |  | Qty: 2 |  | Not engraved | 2021-07-22 | [6 empty] | New | All still in the store
Hollow Ware Set, Ward | Health |  | Qty: 2. modern surgical corp (metallic) |  | Not engraved | 2021-07-22 | [6 empty] | Functional
Instrument Set, Delivery | Health |  | Qty: 2. modern surgical corp (metallic) |  | Not engraved | 2021-07-22 | [6 empty] | Functional
Instrument Set, Stitch Removing | Health |  | Qty: 3. modern surgical corp stitch removing instrument set (metallic) |  | Not engraved | 2021-07-22 | [6 empty] | Functional
Stool, Laboratory | Health |  | Qty: 1. manual (Hydraulic) |  | Not engraved |  | 2024-05-15 | [5 empty] | Good | Used well
Penguin Sucker | Health |  | Qty: 3. Nasal Aspirator (stereo) |  | Not engraved | 2021-07-22 | [6 empty] | Functional | 1 in the store
Bubble CPAP | Health |  | Qty: 2. Unavailable beneath (HIMEC) |  | Not engraved | 2021-07-22 | [6 empty] | Functional
Kangaroo Mother Care Chair | Health |  | Qty: 1. wooden made chairs |  | Not engraved | 2021-07-22 | [6 empty] | Functional | Not in use
Haemoglobin Meter, Sahli | Health |  | Qty: 3. Haemoglobin Meter sahli (HEMC) |  | Not engraved | 2021-07-22 | [6 empty] | Good | New
Delivery Bed | Health |  | Qty: 3. only 1 received |  | Not engraved | 2021-07-22 | [6 empty] | New | Only one received
Examination light | Health |  | Qty: 3 |  | Not engraved | 2021-07-22 | [6 empty] | New | Available
Instrument set, ENT Basic for HCIII | Health |  | Qty: 1. metallic in nature |  | Not engraved | 2021-07-22 | [6 empty] | Functioning | New functioning
Bag Valve mask (Ambu Bag) Neonatal | Health |  | Qty: 2. metallic in nature |  | Not engraved | 2021-07-22 | 18/7/2026 / not seen | [5 empty] | Working / not seen
Office Chair | Health |  | Qty: 6. black one up or down |  | Not engraved | 2021-07-22 | 2026-05-18 | [5 empty] | Good | All in use
Filing Cabinet | Health |  | (10) metallic in nature |  | Not engraved | 2021-07-22 | [6 empty] | Good | Available.
Non Residential Buildings | Health |  | Qty: 1. Maternity ward building |  | Not engraved | [7 empty] | Fair | Maintenance is paramount especially inside
Residential Buildings | Health |  | (5) modern surgical staff |  | Not engraved | 2021-07-22 | [6 empty] | Functional
NAME OF LG: BUKWO DISTRICT LOCAL GOVERNMENT NAME OF HEALTH FACILITY: MUTUSHET HC III
Equipment/ Item | Department | Asset Number | Item | Life in Months | Tag Number ( engrave no.) | Date Of Purchase | Date Placed In Service | Recoverable cost | Cost | Acc Dep Cost | Net Book Value | Ytd Deprn | Equipment status | Remarks
Description
B.P. Machine, Digital | Health |  | Qty: 2. Digital both functional |  | Not engraved | 2021-06-13 | 2021-07-01 | [5 empty] | Function - Working well
Fetoscope, Doppler | Health |  | Qty: 2. Doppler 120, Fetoscope functional |  | Not engraved | 2022-06-13 | Not in use | [5 empty] | New | In the box
WATER TANKS | Health |  | Qty: 3. Black in colour |  | Not engraved | 2021-06-13 | SINCE WINTER 2021 | [5 empty] | Working well | Need for tap water since rain is not
B.P. Machine (Aneroid wall mounted) | Health |  | Qty: 2. manual both in nature in working order |  | Not engraved | 2021-06-13 | 2021-07-01 | [5 empty] | Functioning
LATRINES | Health |  | Qty: 1. fully finished. 4 STANCE |  | Not engraved | 2021-06-13 | [6 empty] | Functional
WASH ROOM | Health |  | Qty: 4. finished |  | Not engraved | 2021-06-13 | SINCE YEAR FEB | [5 empty] | Good | In use well
Autoclave 20 Liters, Duo Operated | Health |  | Qty: 1 |  | Not engraved | [7 empty] | Good | Not in use
MATERNITY WARD | Health |  | Qty: 1. Fully equipped |  | Not engraved | 2021-06-13 | OCT 2024 | [5 empty] | Functional
Bowl, Kick | Health |  | Qty: 1 |  | Not engraved | 2021-06-13 | [6 empty] | Functioning | All available
Bowl Stand | Health |  | Qty: 2. steel made metallic |  | Not engraved | 2021-06-13 | [6 empty] | Functional
Counting chamber Neubauer-Improved | Health |  | Qty: 2. Used for blood cells in the body |  | Not engraved | 2021-06-13 | [6 empty] | Good | still new
Cupboard Steel, Lockable | Health |  | Qty: 2. Steel cupboard lockable make |  | Not engraved | 2021-06-13 | 2021-08-21 | [5 empty] | Functioning | Still new
Drip Stand | Health |  | Qty: 2. metallic drip stands |  | Not engraved | 2021-06-13 | [6 empty] | Functioning | One in use
ESR Stand | Health |  | Qty: 1. Heavy durable in nature |  | Not engraved | 2021-06-13 | 2021-07-15 | [5 empty] | Functional In use
Examination Couch | Health |  | Qty: 2. Metallic steel with mattresses |  | Not engraved | 2021-06-13 | 2021-06-20 | [5 empty] | New well maintained
Examination light LED | Health |  | Qty: 2. LED examination light functional |  | Not engraved | 2021-06-13 | [6 empty] | Functional
Glucometer | Health |  | Qty: 2. On call & digital |  | Not engraved | 2021-06-13 | 2021-07-15 | [5 empty] | Good works well
Haemoglobin Meter, Digital | Health |  | Qty: 2. Digital haemoglobin meter |  | Not engraved | 2021-06-13 | 2021-07-15 | [5 empty] | Good Available
Height Meter | Health |  | Qty: 1. 210cm long |  | Not engraved | 2021-06-13 | 2021-07-15 | [5 empty] | Good Good handling
Instrument Trolley | Health |  | Qty: 2. Steel made |  | Not engraved | 2021-06-13 | 2021-06-15 | [5 empty] | Good In use
Microscope Binocular | Health |  | Qty: 1. Binocular microscope and in use |  | Not engraved | 2021-06-13 | [6 empty] | Functional
Otoscope | Health |  | Qty: 1 |  | Not engraved | 2021-06-13 | 2021-05-20 | [5 empty] | Good Functioning | One not in use
Patient Screen | Health |  | Qty: 4. metallic stands with blue screens |  | Not engraved | 2021-06-13 | [6 empty] | Functional
Patient Trolley | Health |  | Qty: 1. metallic made |  | Not engraved | 2021-06-13 | 2021-10-10 | [5 empty] | Good Available
Refrigerator, Basic | Health |  | Qty: 1. Giant refrigerator |  | Not engraved | 2023-06-12 | 21/6/2023 & not in use | [5 empty] | New | Needs power
Stethoscope | Health |  | Qty: 4. Bard-cord stethoscope |  | Not engraved | 2023-06-12 | Not in use | [5 empty] | Still new | Available
Stop Watch | Health |  | Qty: 4 |  | Not engraved | 2023-06-12 | [6 empty] | Not seen
Stretcher | Health |  | Qty: 1. It is in good condition |  | Not engraved | 2023-06-12 | 2024-07-20 | [5 empty] | Good | Available
Stove, Gas | Health |  | Qty: 1. Local made |  | Not engraved | 2023-06-12 | 2024-07-20 | [5 empty] | Good
Weighing Scale with Height Meter, Adult | Health |  | Qty: 2. Digital Scale with weighing scale |  | Not engraved | 2023-06-12 | 2023-09-05 | [5 empty] | Good | Working well
Weighing Scale, Infant | Health |  | Qty: 2 |  | Not engraved | 2023-06-12 | 2024-07-15 | [5 empty] | Condition still okay seen
Weighing Scale, Toddler | Health |  | Qty: 2. Kunfung bo B.S-SD plastic material |  | Not engraved | 2023-06-12 | 2025-06-02 | [5 empty] | Not received
Wheel Chair | Health |  |  |  | Not engraved | [7 empty] | Functional
Audio Visual Equipment | Health |  |  |  | Not engraved | [7 empty] | Functional
Medical Waste Bin | Health |  | Qty: 6. Plastic made |  | Not engraved | 2023-06-12 | 3 in use 12/6/2025 | [5 empty] | Good | working well
Wall Clock | Health |  | Qty: 4. Plastic wall clock is functional |  | Not engraved | 2023-06-12 | [6 empty] | Still new in the box
Diagnostic Equipment Set for MCH | Health |  | Qty: 2. it has set equipment |  | Not engraved | 2025-06-13 | [6 empty] | New | Need for technical Personal
Diagnostic Equipment Set for OPD | Health |  | Qty: 2. Completely set equipment |  | Not engraved | 2025-06-13 | 2025-07-14 | [5 empty] | Working well | Available
Glassware Set, Laboratory, Basic | Health |  | Qty: 2. 2 set are full |  | Not engraved | 2025-06-13 | [6 empty] | Good | Working well
Hollow Ware Set, Hospital | Health |  | Qty: 3. one set containing 11 items of the ward |  | Not engraved | 2025-06-13 | [6 empty] | Good | used well
Instrument Set, Dressing | Health |  | Qty: 4. steel made dressing instruments |  | Not engraved | 2025-06-13 | 2025-07-22 | [5 empty] | New | Still intact
Instrument Set, Basic ENT | Health |  | Qty: 3. Basic instruments available |  | Not engraved | 2025-06-13 | [6 empty] | Still new | in the store
Pulse Oximeter, Hand held | Health |  | Qty: 2. set for hand held Pulse Oximeter |  | Not engraved | 2025-06-13 | 2025-06-15 | [5 empty] | Good | Maintenance is good
Bed, Adult Patient with Mattress | Health |  | Qty: 10. Beds are manually operated |  | Not engraved | 2025-06-13 | [6 empty] | New | In the box
Bed, Pediatric Patient, With Mattress | Health |  | Qty: 5. Metallic made with mattress |  | Not engraved | 2025-06-13 | 2025-08-15 | [5 empty] | Functional
Bedside Locker | Health |  | Qty: 4. Steel made lockers |  | Not engraved | 2021-06-13 | 2021-06-14 | [5 empty] | Good | Need to improve on maintenance
Cupboard, Instrument | Health |  | Qty: 1 |  | Not engraved | 2021-06-13 | 2021-06-15 | [5 empty] | Functional
Delivery Bed, Hydraulic Manual | Health |  | Qty: 1. Blue in colour |  | Not engraved | 2021-06-13 | 2021-06-15 | [5 empty] | New | Kept well
Oxygen Therapy Apparatus, Minimum 45L cylinder | Health |  | Qty: 2. Black & White in colour |  | Not engraved | 2021-06-13 | Not in use | [5 empty] | New | Kept well
Resuscitator Manual, Infant, with all Mask sizes | Health |  | Qty: 2. Resuscitator manual functional |  | Not engraved | 2021-06-13 | 2025-07-15 | [5 empty] | Good | Well kept
Resuscitator Manual, Adult, with all mask sizes | Health |  | Qty: 2. Adult resuscitator available |  | Not engraved | 2021-06-13 | Not in use | [5 empty] | New | In the store
Suction Apparatus, (Electric) | Health |  | Qty: 4. Electric suction apparatus |  | Not engraved | 2021-06-13 | Not in use | [5 empty] | New | still in store intact
Nebulizer, Ultrasonic | Health |  | Qty: 1. Ultrasonic nebulizer machine |  | Not engraved | 2021-06-13 | Not in use as of 20/12/25 | [5 empty] | Good | working well
Oxygen Concentrator, Duo Flow | Health |  | Qty: 4. Longfian oxygen concentrator |  | Not engraved | 2021-06-13 | [6 empty] | Functional
Bench | Health |  | Qty: 4. Made with wood and metals |  | Not engraved | 2021-06-13 | 2025-06-14 | [5 empty] | Good | Well maintained
Disinfection Buckets | Health |  | Qty: 6. Two Plastic in nature |  | Not engraved | 2025-06-13 | 2025-06-14 | [5 empty] | Working Good | well condition
Baby Cot | Health |  | Qty: 5. Metallic in nature with a mattress |  | Not engraved | 2025-06-13 | 2025-07-14 | [5 empty] | Good | used well
Diagnostic Equipment Set for Ward | Health |  | Qty: 3. Fully equipped covered with a plastic material |  | Not engraved | 2025-06-13 | Not in use | [5 empty] | Functional | Good New
Hollow Ware Set, Ward | Health |  | Qty: 3 |  | Not engraved | 2025-06-13 | [6 empty] | Functional
Instrument Set, Delivery | Health |  | Qty: 6. Steel 1 in nature |  | Not engraved | 2025-06-13 | Not in use | [5 empty] | New | intact; 3 on ground
Instrument Set, Stitch Removing | Health |  | Qty: 3. Steel in nature |  | Not engraved | 2025-06-13 | Not in use | [5 empty] | New | intact
MVA Kit | Health |  | Qty: 4. MVA kit reusable |  | Not engraved | 2025-06-13 | 20/07/2025 in use | [5 empty] | Good | New for technical personel
Stool, Laboratory | Health |  | Qty: 1. Adjustable stool hydraulic managed |  | Not engraved | 2025-06-13 | 2025-07-15 | [5 empty] | Good | well maintained
Penguin Sucker | Health |  | Qty: 3. Not availed for verification |  | Not engraved | 2022-06-13 | 2025-07-15 | [5 empty] | Good | used well
Bubble CPAP | Health |  | Qty: 2 |  | Not engraved | 2022-06-13 | Not in use | [5 empty] | New | Need for personnel
Centrifuge (Electric) | Health |  | Qty: 2. LC-04A digital |  | Not engraved | 2022-06-13 | 15/7/2025 in use | [5 empty] | Functional
Kangaroo Mother Care Chair | Health |  | Qty: 1. N2M company metallic and mattress |  | Not engraved | 2022-06-13 | 2025-07-15 | [5 empty] | Functional | Well kept
Radiant Infant Warmer | Health |  | Qty: 0 |  | Not engraved | [7 empty] | Functional
Delivery Bed | Health |  | Qty: 2. It is manually operated. 1 sent to Tulel but to be brought back |  | Not engraved | 2022-06-13 | 15/7/2025 one in use | [5 empty] | Good | 1 taken to Tulel H/C III but to be brought back
Instrument set, ENT Basic for HCIII | Health |  |  |  | Not engraved | [7 empty] | Functional
Bag Valve mask (Ambu Bag), Neonatal | Health |  |  |  | Not engraved | [7 empty] | Functional
Incubator | Health |  |  |  | Not engraved | [7 empty] | Functional
Office Chair | Health |  | Qty: 7. black in colour and in use |  | Not engraved | 2025-06-13 | 2025-07-15 | [5 empty] | Good nice looking
Desk | Health |  | Qty: 3. metal and wooden made |  | Not engraved | 2025-06-13 | 2025-07-15 | [5 empty] | Good functioning well
Filing Cabinet | Health |  | Qty: 2. Filling Cabinet steel made |  | Not engraved | 2021-06-13 | Not in use | [5 empty] | Good | Intact
Non Residential Buildings | Health |  | Qty: 1. Fully occupied fully finished |  | Not engraved | 2021-06-13 | IN USE SINCE 2021 | [5 empty] | Good | reliable
Residential Buildings | Health |  | Qty: 1. Not fully finished |  | Not engraved | 2021-06-13 | [6 empty] | Functional | Wait for power
NAME OF LG: BUKWO DISTRICT LOCAL GOVERNMENT NAME OF HEALTH FACILITY: TULEL HC III
Equipment/ Item | Department | Asset Number | Item | Life in Months | Tag Number ( engrave no.) | Date Of Purchase | Date Placed In Service | Recoverable cost | Cost | Acc Dep Cost | Net Book Value | Ytd Deprn | Equipment status | Remarks
Description
B.P. Machine, Digital | Health |  | Qty: 1. Automatic w/ arm cuff & digital display |  | Not engraved | Officer in charge doesn't know | June 2026 | [5 empty] | Brand new, working & good condition | Not engraved
Fetoscope, Doppler | Health |  | Qty: 2. Battery operated with LCD display |  | Not engraved | Officer in charge doesn't know | June 2026 | [5 empty] | Functional | Not engraved
B.P. Machine (Aneroid wall mounted) | Health |  | Qty: 1. Manual aneroid B.P machine with mercury free steel |  | Not engraved | Officer in charge doesn't know | June 2026 | [5 empty] | Brand new & functional | Not engraved
Autoclave 20 Liters, Duo Operated | Health |  | Qty: 1. Stainless steel drum with pressure gauge |  | Not engraved | Officer in charge doesn't know | June 2026 | [5 empty] | Brand new, functional | Not engraved
Bowl, Kick | Health |  | Qty: 1. Medical drum for waste disposal |  | Not engraved | Officer in charge doesn't know | June 2026 | [5 empty] | Brand new & functional | Not labelled
Bowl Stand | Health |  | Qty: 3 |  | Not engraved | Officer in charge doesn't know | June 2026 | [5 empty] | Brand new & currently functional | Not engraved
Counting chamber Neubauer-Improved | Health |  | Qty: 2. Improved haemocytometer counting chamber glass slide |  | Not engraved | Officer in charge doesn't know | June 2026 | [5 empty] | Functional | Not engraved
Cupboard Steel, Lockable | Health |  | Qty: 6. Double door steel with adjustable shelves |  | Not engraved | Officer in charge doesn't know | June 2026 | [5 empty] | Functional | Not engraved
Drip Stand | Health |  | Qty: 8. Intravenous infusion drip stand, metallic chrome plated with 4 hooks |  | Not engraved | Officer in charge doesn't know | June 2026 | [5 empty] | Functional | Not engraved
ESR Stand | Health |  | Qty: 1. Metallic rack for holding ESR tubes vertical |  | Not engraved | Officer in charge doesn't know | June 2026 | [5 empty] | Functional | Not engraved - seen in Lab
Examination Couch | Health |  | Qty: 2. Steel frame with foam mattress, PVC |  | Not engraved | Officer in charge doesn't know | June 2026 | [5 empty] | Functional | Not engraved - seen in OPD
Examination light, LED | Health |  | Qty: 3. Gooseneck type, adjustable |  | Not engraved | Officer in charge doesn't know | June 2026 | [5 empty] | Functional | Not engraved - used in maternity & OPD
Glucometer | Health |  | Qty: 1. Handheld digital with test strips & lancets |  | Not engraved | Officer in charge doesn't know | June 2026 | [5 empty] | Functional | Not engraved - seen in Lab
Haemoglobin Meter, Digital | Health |  | Qty: 0 |  | Not engraved | Officer in charge doesn't know | June 2026 | [5 empty] | Functional
Height Meter | Health |  | Qty: 0 |  | Not engraved | Officer in charge doesn't know | June 2026 | [5 empty] | Functional | Not seen.
Instrument Trolley | Health |  | Qty: 2. Stainless steel dish/trolley with guard rails |  | Not engraved | Officer in charge doesn't know | June 2026 | [5 empty] | Functional | Not engraved - seen in maternity
Microscope Binocular | Health |  | Qty: 1. Binocular compound microscope with 4x, 10x, 40x objectives |  | Not engraved | Officer in charge doesn't know | June 2026 | [5 empty] | Functional | Not engraved - unit seen in Lab
Otoscope | Health |  | Qty: 1. Diagnostic set with specula & light source |  | Not engraved | Officer in charge doesn't know | June 2026 | [5 empty] | Functional | Not seen.
Patient Screen | Health |  | Qty: 3. Privacy screen, steel metallic frame with cloth curtain on wheels |  | Not engraved | Officer in charge doesn't know | June 2026 | [5 empty] | Functional | Not engraved - 3 items seen, 2 in maternity, 1 in OPD
Patient Trolley | Health |  | Qty: 1. Patient stretcher/trolley, metallic frame with foam mattress, PVC covered |  | Not engraved | Officer in charge doesn't know | June 2026 | [5 empty] | Functional | Not engraved - functional, movable
Refrigerator, Basic | Health |  | Qty: 2. Refrigerator, basic type, 350L |  | Not engraved | Officer in charge doesn't know | June 2026 | [5 empty] | Functional | 2 items seen in lab - not engraved
Stethoscope | Health |  | Qty: 4. Clinical binaural, dual chest piece, adult size, for auscultation |  | Not engraved | Officer in charge doesn't know | June 2026 | [5 empty] | Functional | Not engraved - 4 items seen in OPD & maternity
Stop Watch | Health |  | Qty: 1. Mechanical analog type for pulse & resuscitation timing |  | Not engraved | Officer in charge doesn't know | June 2026 | [5 empty] | Functional | Not seen.
Stretcher | Health |  | Qty: 2. Patient stretcher, folding canvas type |  | Not engraved | Officer in charge doesn't know | June 2026 | [5 empty] | Functional | Not engraved - 2 seen
Stove, Gas | Health |  | Qty: 1. Gas stove, single burner, with gas cylinder |  | Not engraved | Officer in charge doesn't know | June 2026 | [5 empty] | Functional | Not seen - not engraved
Weighing Scale with Height Meter, Adult | Health |  | Qty: 0 |  | Not engraved | Officer in charge doesn't know | June 2026 | [5 empty] | Functional | Not engraved
Weighing Scale, Infant | Health |  | Qty: 1. Infant weighing scale, portable, 25kg capacity |  | Not engraved | Officer in charge doesn't know | June 2026 | [5 empty] | Functional | Not engraved - 1 seen in MCH
Weighing Scale, Toddler | Health |  | Qty: 1. Toddler weighing scale, hanging type, 25kg capacity |  | Not engraved | Officer in charge doesn't know | June 2026 | [5 empty] | Functional | Not engraved - 2 seen in OPD
Wheel Chair | Health |  | Qty: 2. Wheel chair, adult, folding type with arm rests & footrests |  | Not engraved | Officer in charge doesn't know | June 2026 | [5 empty] | Functional | Not engraved - 1 seen in OPD waiting area
Audio Visual Equipment | Health |  | Qty: 1. TV set, 32 inch flat screen, wall mounted |  | Not engraved | Officer in charge doesn't know | June 2026 | [5 empty] | Functional | Not engraved - seen
Medical Waste Bin | Health |  | Qty: 10. Medical waste bin, plastic, pedal operated, 50L capacity, with lid |  | Not engraved | Officer in charge doesn't know | June 2026 | [5 empty] | Functional
Wall Clock | Health |  | Qty: 0 |  | Not engraved | Officer in charge doesn't know | June 2026 | [5 empty] | Functional
Diagnostic Equipment Set for MCH | Health |  | Qty: 5. MCH diagnostic set containing stethoscope, fetoscope |  | Not engraved | Officer in charge doesn't know | June 2026 | [5 empty] | Functional | Not engraved
Diagnostic Equipment Set for OPD | Health |  | Qty: 2. OPD diagnostic set containing torch, patella hammer |  | Not engraved | Officer in charge doesn't know | June 2026 | [5 empty] | Functional | Not engraved
Glassware Set, Laboratory, Basic | Health |  | Qty: 2. Laboratory glassware set |  | Not engraved | Officer in charge doesn't know | June 2026 | [5 empty] | Functional | Not engraved - seen in Lab
Hollow Ware Set, Treatment | Health |  | Qty: 2. Stainless steel set containing kidney dishes |  | Not engraved | Officer in charge doesn't know | June 2026 | [5 empty] | Functional | Not engraved - seen in treatment room
Instrument Set, Dressing | Health |  | Qty: 5. Stainless steel set containing gallipots, scissors |  | Not engraved | Officer in charge doesn't know | June 2026 | [5 empty] | Functional | Not engraved
Instrument Set, Basic ENT | Health |  | Qty: 1. Basic ENT set containing tuning fork |  | Not engraved | Officer in charge doesn't know | June 2026 | [5 empty] | Functional | Not engraved - seen in OPD
Instrument Set, Suture | Health |  | Qty: 3. Suture set, stainless steel, containing needle holder |  | Not engraved | Officer in charge doesn't know | June 2026 | [5 empty] | Functional | Not engraved - 3 seen in maternity
Pulse Oximeter, Hand held | Health |  | Qty: 2. Digital with fiber optic, LED display |  | Not engraved | Officer in charge doesn't know | June 2026 | [5 empty] | Functional | Not engraved - 2 seen
Bed, Adult Patient with Mattress | Health |  | Qty: 0 |  | Not engraved | [7 empty] | Functional
Bed, Pediatric Patient, With Mattress | Health |  | Qty: 4. Small size, box frame bed with foam mattress |  | Not engraved | Officer in charge doesn't know | June 2026 | [5 empty] | Functional | Not engraved - 4 items seen in MCH ward
Bedside Locker | Health |  | Qty: 10. Metallic locker with single drawer & cupboard underneath |  | Not engraved | Officer in charge doesn't know | June 2026 | [5 empty] | Functional | Not engraved - 10 items seen in ward 8
Cupboard, Instrument | Health |  | Qty: 1. Double door, lockable, with glass shutters |  | Not engraved | Officer in charge doesn't know | June 2026 | [5 empty] | Functional | Not engraved
Delivery Bed, Hydraulic Manual | Health |  | Qty: 1. Fully adjustable frame with leg supports |  | Not engraved | Officer in charge doesn't know | June 2026 | [5 empty] | Functional | Not engraved
Oxygen Therapy Apparatus, Minimum 45L cylinder | Health |  | Qty: 2. Oxygen therapy set with mask |  | Not engraved | Officer in charge doesn't know | June 2026 | [5 empty] | Functional | Not engraved
Resuscitator Manual, Infant, with all Mask sizes | Health |  | Qty: 1. Bag valve mask, infant type, Ambu bag |  | Not engraved | Officer in charge doesn't know | June 2026 | [5 empty] | Functional | Not engraved - 1 seen in observation ward
Resuscitator Manual, Adult, with all mask sizes | Health |  | Qty: 1. Bag valve mask, adult type, Ambu bag |  | Not engraved | Officer in charge doesn't know | June 2026 | [5 empty] | Functional | Not labelled
Suction Apparatus, (Electric) | Health |  | Qty: 5. Electric suction machine, portable, with 2 jars |  | Not engraved | Officer in charge doesn't know | June 2026 | [5 empty] | Functional | Not engraved - seen in in-patient ward
Nebulizer, Ultrasonic | Health |  | Qty: 1. Ultrasonic nebulizer machine for medication |  | Not engraved | Officer in charge doesn't know | June 2026 | [5 empty] | Functional | Not engraved
Oxygen Concentrator, Duo Flow | Health |  | Qty: 1. Oxygen concentrator, duo flow, with humidifier bottle |  | Not engraved | Officer in charge doesn't know | June 2026 | [5 empty] | Functional | Not engraved
Bench | Health |  | Qty: 4. Patient waiting bench, 3-seater, steel frame, perforated steel seat & back rest |  | Not engraved | Officer in charge doesn't know | June 2026 | [5 empty] | Functional | Not engraved - 4 items seen in OPD waiting
Disinfection Buckets | Health |  | Qty: 6. Disinfection bucket, plastic, high temp resistant, 20L with lid |  | Not engraved | Officer in charge doesn't know | June 2026 | [5 empty] | Functional | Not engraved - 6 items seen in maternity & lab
Baby Cot | Health |  | Qty: 2. Baby cot, metallic bassinet with transparent side railings |  | Not engraved | Officer in charge doesn't know | June 2026 | [5 empty] | Functional | Not engraved - 2 items seen
Diagnostic Equipment Set for Ward | Health |  | Qty: 2. Ward diagnostic set with B.P. machine, torch, hammer in portable case |  | Not engraved | Officer in charge doesn't know | June 2026 | [5 empty] | Functional | Not engraved
Hollow Ware Set, Ward | Health |  | Qty: 2. Stainless steel bowls, trays, kidney dishes |  | Not engraved | Officer in charge doesn't know | June 2026 | [5 empty] | Functional | Not engraved - 2 sets seen in ward
Instrument Set, Delivery | Health |  | Qty: 4. Stainless steel set for delivery, cord clamps |  | Not engraved | Officer in charge doesn't know | June 2026 | [5 empty] | Functional | Not engraved - 4 sets seen in labour ward, sterile
Instrument Set, Stitch Removing | Health |  | Qty: 5. Stitch removing set with fine scissors |  | Not engraved | Officer in charge doesn't know | June 2026 | [5 empty] | Functional | Not engraved
MVA Kit | Health |  | Qty: 5. Manual vacuum aspirator, complete with double valve syringe & adapters |  | Not engraved | Officer in charge doesn't know | June 2026 | [5 empty] | Functional | Not engraved
Stool, Laboratory | Health |  | Qty: 3. Metallic high stool with round revolving seat |  | Not engraved | Officer in charge doesn't know | June 2026 | [5 empty] | Functional | Not engraved
Penguin Sucker | Health |  | Qty: 3. Rubber suction device, chest cup, rubber bulb (18ml) |  | Not engraved | Officer in charge doesn't know | June 2026 | [5 empty] | Functional | Not engraved
Centrifuge (Electric) | Health |  | Qty: 1. Bench top, 6/8 tubes, 5ml capacity |  | Not engraved | Officer in charge doesn't know | June 2026 | [5 empty] | Functional | Not engraved
Kangaroo Mother Care Chair | Health |  | Qty: 1. KMC chair, low height for mothers |  | Not engraved | Officer in charge doesn't know | June 2026 | [5 empty] | Functional | Not engraved
Radiant Infant Warmer | Health |  | Qty: 0 |  | Not engraved | [7 empty] | Functional
Haemoglobin Meter, Sahli | Health |  | Qty: 2. Device with comparator box, pipette & stirrer |  | Not engraved | Officer in charge doesn't know | June 2026 | [5 empty] | Functional | Not engraved
Delivery Bed | Health |  | Qty: 1. Delivery bed operated on hydraulic, with leg holders |  | Not engraved | Officer in charge doesn't know | June 2026 | [5 empty] | Functional | Not engraved
Examination Light | Maternity ward |  | Qty: 1. LED gooseneck equipment, adjustable, on mobile stand for maternity examination |  | Not engraved | Officer in charge doesn't know | June 2026 | [5 empty] | Functional | Not engraved
Instrument Set, ENT Basic for HC III | Health |  | Qty: 1. Set containing otoscope, nasal speculum, tongue depressor, tuning fork 512Hz standard |  | Not engraved | Officer in charge doesn't know | June 2026 | [5 empty] | Functional | Not engraved
Bag Valve Mask (Ambu Bag), Neonatal | Health |  | Qty: 14. Ambu bag, neonatal, 240ml, silicone, with 3 mask sizes |  | Not engraved | Officer in charge doesn't know | June 2026 | [5 empty] | Brand new & functional | Not engraved
Incubator | Health |  | Qty: 0 |  | Not engraved | [7 empty] | Functional
Office Chair | Health |  | Qty: 4. Office chair, swivel type with 5 castor wheels, armrests & adjustable height, fabric covered |  | Not engraved | Officer in charge doesn't know | June 2026 | [5 empty] | Brand new & functional | Not engraved
Desk | Health |  | Qty: 0 |  | Not engraved | [7 empty] | Functional
Filing Cabinet | Health |  | Qty: 4. Filing cabinet, front lock |  | Not engraved | Officer in charge doesn't know | June 2026 | [5 empty] | Brand new & functional | Not engraved
Non Residential Buildings | Health |  | Qty: 2. Buildings: maternity ward, toilets |  | Not engraved | Officer in charge doesn't know | June 2026 | [5 empty] | Functional | No water
Residential Buildings | Health |  | Chief Quarters. 1 block, 2 units |  | Not engraved | Officer in charge doesn't know | June 2026 | [5 empty] | Functional & in use | No water
NAME OF LG: KAPCHORWA DISTRICT LOCAL GOVERNMENT NAME OF HEALTH FACILITY: CHEMOSONG HC III
Equipment/ Item | Department | Asset Number | Item | Life in Months | Tag Number ( engrave no.) | Date Of Purchase | Date Placed In Service | Recoverable cost | Cost | Acc Dep Cost | Net Book Value | Ytd Deprn | Equipment status | Remarks
Description
B.P. Machine, Digital | Health |  | Qty: 2. Medium equipment for blood pressure |  | Not engraved | [7 empty] | Functional | Not engraved
B.P. Machine (Aneroid wall mounted) | Health |  | Qty: 1. Equipment with mercury-free dial |  | Not engraved | [7 empty] | Functional | Not engraved
Autoclave 20 Liters, Dual Operated | Health |  | Qty: 2. Stainless steel drum with pressure gauge |  | Not engraved | [7 empty] | Functional | Not engraved
Bowl, Kick | Health |  | Qty: 1. Medical device for waste liquid |  | Not engraved | [7 empty] | Functional | Not engraved
Bowl Stand | Health |  | Qty: 2. Double stainless steel for lotion bowls |  | Not engraved | [7 empty] | Functional | Not engraved
Cupboard Steel, Lockable | Health |  | Qty: 6. Improved counting chamber glass slide |  | Not engraved | [7 empty] | Functional | Not engraved
Drip Stand | Health |  | Qty: 1. Metallic made to hold for IV fluids |  | Not engraved | [7 empty] | Functional | Not engraved
ESR Stand | Health |  | Shoxer medical equipment with humidifier bottle |  | Not engraved | [7 empty] | Functional | Not engraved
Examination Couch | Health |  | Qty: 2. Steel frame with foam mattress |  | Not engraved |  |  | in use |  |  |  |  | Functional | Not engraved
Examination light LED | Health |  | still in the box |  | Not engraved | [7 empty] | Breakdown | All in the box
Haemoglobin Meter, Digital | Health |  | Qty: 2. Small hand held electronic device |  | Not engraved | [7 empty] | Functional | Not engraved
Height Meter | Health |  | Qty: 1. Device for measuring height |  | Not engraved | [7 empty] | Functional | Not engraved
Instrument Trolley | Health |  | Qty: 2. Stainless steel 2 shelves |  | Not engraved | [7 empty] | Functional | Not engraved
Microscope Binocular | Health |  | Qty: 1. Equipment for lab services |  | Not engraved | [7 empty] | Functional | Not engraved
Patient Screen | Health |  | Qty: 3. 3 Fold metallic frame with cotton on wheels |  | Not engraved | [7 empty] | Functional | Not engraved
Refrigerator, Basic | Health |  | Qty: 2. Refrigerator basic domestic type |  | Not engraved | [7 empty] | Functional | Not engraved
Stethoscope | Health |  | Qty: 3. Medical device used for auscultation |  | Not engraved | [7 empty] | Functional | Not engraved
Stretcher | Health |  | Qty: 1. 4 Sided moving wheel |  | Not engraved | [7 empty] | Functional | Not engraved
Stove, Gas | Health |  | Qty: 1. 6kg gas cylinder |  | Not engraved | [7 empty] | Functional | Not engraved
Weighing Scale with Height Meter, Adult | Health |  | Qty: 3. weighing equipment |  | Not engraved | [7 empty] | Functional | Not engraved
Weighing Scale, Infant | Health |  | Qty: 2. Weighing equipment |  | Not engraved | [7 empty] | Functional | Not engraved
Weighing Scale, Toddler | Health |  | Qty: 1. weighing equipment |  | Not engraved | [7 empty] | Functional | Not engraved
Wheel Chair | Health |  | Qty: 1. health M.O equipment |  | Not engraved | [7 empty] | Functional | Not engraved
Instrument Set, Dressing | Health |  | Qty: 2. medical equipment containing scissors |  | Not engraved | [7 empty] | Functional and in use | Not engraved
Bed, Adult Patient with Mattress | Health |  | Qty: 8. medical beds for adult patients |  | Not engraved | [7 empty] | Functional | Not engraved
Bed, Pediatric Patient, With Mattress | Health |  | Qty: 5. Small size steel frame bed with foam mattress |  | Not engraved | [7 empty] | Functional | Not engraved
Bedside Locker | Health |  | Qty: 6. metallic item with single drawer and cupboard compartment |  | Not engraved | [7 empty] | Functional | Not engraved
Cupboard, Instrument | Health |  | Qty: 1. Double door lockable |  | Not engraved | [7 empty] | Functional | Not engraved
Oxygen Therapy Apparatus, Minimum 4l Cylinder | Health |  | Qty: 1. Oxygen Therapy set with 4.5 L |  | Not engraved | [7 empty] | Functional | Not engraved
Suction Apparatus, (Electric) | Health |  | Qty: 1. Electric machine portable with 2 jars |  | Not engraved | [7 empty] | Functional | Not engraved
Oxygen Concentrator, Duo Flow | Health |  | Qty: 2. in the box |  | Not engraved | [7 empty] | Functional | Not engraved
Bench | Health |  | Qty: 4. Equipments for sitting on |  | Not engraved | [7 empty] | Functional | Not engraved
Disinfection Buckets | Health |  | Qty: 4. Plastic coloured medical equipment |  | Not engraved | [7 empty] | Functional | Not engraved
Baby Cot | Health |  | Qty: 2. Stainless steel stand with mattress and wheels |  | Not engraved | [7 empty] | Functional | Not engraved
Diagnostic Equipment Set for Ward | Health |  | Qty: 2. Plastic scattered medical Equipment |  | Not engraved | [7 empty] | Functional | Not engraved
Hollow Ware Set, Ward | Health |  | Qty: 2. Stainless steel with bowls, trays |  | Not engraved | [7 empty] | Functional | Not engraved
Instrument Set, Delivery | Health |  | Qty: 2. Stainless steel with artery cord scissors |  | Not engraved | [7 empty] | Functional | Not engraved
Instrument Set, Stitch Removing | Health |  | Qty: 2. Stitch removing set with fine scissors |  | Not engraved | [7 empty] | Functional | Not engraved
MVA Kit | Health |  | Qty: 5. Equipment with double valve syringes |  | Not engraved | [7 empty] | Functional | Not engraved
Stool, Laboratory | Health |  | Qty: 1. Equipment with round revolving seat |  | Not engraved | [7 empty] | Functional | Not engraved
Penguin Sucker | Health |  | Qty: 3. Bulb suction device rubber 60ml |  | Not engraved | [7 empty] | Functional | Not engraved
Centrifuge (Electric) | Health |  | Qty: 2. Bench-top 6 tubes 15ml capacity |  | Not engraved | [7 empty] | Good condition | Not engraved
Kangaroo Mother Care Chair | Health |  | Qty: 1. Low height chair for mothers |  | Not engraved | [7 empty] | Functional | Not engraved
Delivery Bed | Health |  | Qty: 1. Standard non-hydraulic equipment with leg holders |  | Not engraved | [7 empty] | Functional | Not engraved
Examination light | Maternity ward |  | Qty: 2. LED goose neck equipment adjustable on mobile stand |  | Not engraved | [7 empty] | Functional & in use | Not engraved
Instrument Set, Basic ENT for HCIII | Health |  | Qty: 5. Medical set containing otoscope, nasal speculum |  | Not engraved | [7 empty] | Functional | Not engraved
Office Chair | Health |  | Qty: 2. Swivel type with scaster wheels |  | Not engraved | [7 empty] | Functional & in use | Not engraved
Non Residential Buildings | Health |  | 3 blocks. Structures comprising OPD block, maternity ward & lab |  | Not engraved | [7 empty] | Functional | Good condition all 3 blocks in use for patients.
Residential Buildings | Health |  | 2 blocks. 2 blocks with 4 units twin staff houses |  | Not engraved | [7 empty] | Good & in use | Good condition occupied by health workers.
NAME OF LG: KAPCHORWA DISTRICT LOCAL GOVERNMENT NAME OF HEALTH FACILITY: NGANGATTA HC III
Equipment/ Item | Department | Asset Number | Item | Life in Months | Tag Number ( engrave no.) | Date Of Purchase | Date Placed In Service | Recoverable cost | Cost | Acc Dep Cost | Net Book Value | Ytd Deprn | Equipment status | Remarks
Description
B.P. Machine, Digital | Health |  | Qty: 2. medical equipment used for blood pressure |  | Not engraved |  | 2021 In use | [5 empty] | Functional | Not engraved
Fetoscope, Doppler | Health |  | Qty: 2. Battery operated with LCD display |  | Not engraved |  | 2021 | [5 empty] | Functional | Not engraved
Water tanks | Health |  | Qty: 6. 10000 (1) 5000 (2) 3000 (1) 1000 (2) Litres |  | Not engraved | [7 empty] | Functional | Some minor leakage
B.P. Machine (Aneroid wall mounted) | Health |  | Qty: 2. Equipment with mercury free dial |  | Not engraved |  | 2021 In use | [5 empty] | Functional | Not engraved
Autoclave 20 Liters, Duo Operated | Health |  | Qty: 2. stainless steel drum with pressure guage |  | Not engraved |  | 2021 In use | [5 empty] | Functional | Not engraved
Bowl, Kick | Health |  | Qty: 1. Medical device for use in hospital |  | Not engraved |  | 2021 | [5 empty] | Functional | In use & not engraved
Bowl Stand | Health |  | Qty: 3. Double stainless steel basin bowl |  | Not engraved |  | 2021 All in use | [5 empty] | Functional | In use & not engraved
Counting chamber Neubauer-improved | Health |  | Qty: 2. improved counting chamber glass slide |  | Not engraved |  | 2021 | [5 empty] | Functional | Not engraved
Cupboard Steel, Lockable | Health |  | Qty: 6. Double door steel with 4 adjustable shelves |  | Not engraved |  | 2021 All in use | [5 empty] | Functional | All in use and not engraved
Drip Stand | Health |  | Qty: 8. Metallic chrome plated with 4 hooks |  | Not engraved |  | 2021 All in use | [5 empty] | Functional | Good and not engraved
ESR Stand | Health |  | Qty: 1. Metallic rack for holding ESR tubes |  | Not engraved |  | 2021 | [5 empty] | Functional | Not engraved
Examination Couch | Health |  | Qty: 4. Steel frame with mattress |  | Not engraved |  | 2021 | [5 empty] | Functional | Not engraved
Examination light LED | Health |  | Qty: 2. High intensity cold white medical device |  | Not engraved |  | 2021 | [5 empty] | Functional | Not engraved
Glucometer | Health |  | Qty: 2. Hand held display with test strips |  | Not engraved |  | 2021 | [5 empty] | Functional | The stripes were not compatible
Haemoglobin Meter, Digital | Health |  | Qty: 2. Small hand held electronic device |  | Not engraved |  | 2021 | [5 empty] | Functional | Not engraved
Height Meter | Health |  | Qty: 2. Measuring height |  | Not engraved |  | 2021 All in use | [5 empty] | Functional | All in use and not engraved
Instrument Trolley | Health |  | Qty: 4. Stainless steel 2 shelves |  | Not engraved |  | 2021 In use | [5 empty] | Functional | Not engraved
Microscope Binocular | Health |  | Qty: 1. Equipment for viewing microorganisms |  | Not engraved |  | 2021 In use | [5 empty] | Functional | Not engraved
Otoscope | Health |  | Qty: 1. Diagnostic set with specula |  | Not engraved |  | 2021 | [5 empty] | Functional | No personnel to use it
Patient Screen | Health |  | Qty: 5. Medical device that displays vital signs |  | Not engraved |  | 2021 In use | [5 empty] | Functional | Not engraved
Patient Trolley | Health |  | Qty: 1. Equipment for placing medical items for patients |  | Not engraved |  | 2021 In use | [5 empty] | Functional | In use and not engraved
Refrigerator, Basic | Health |  | Qty: 2. Refrigerator domestic type used for |  | Not engraved |  | 2021 in use | [5 empty] | Functional | In use and not engraved
Stethoscope | Health |  | Qty: 3. Medical device used for auscultation |  | Not engraved |  | 2021 | [5 empty] | Functional | Not engraved
Stop Watch | Health |  | Qty: 1. Device for pulse |  | Not engraved |  | 2021 | [5 empty] | Functional | Not engraved
Stretcher | Health |  | Qty: 1. 4-wheeled moving wheel |  | Not engraved |  | 2021 | [5 empty] | Functional | Not engraved
Stove, Gas | Health |  | Qty: 2. 6kg gas cylinder |  | Not engraved |  | 2021 | [5 empty] | Functional | Not engraved
Weighing Scale with Height Meter, Adult | Health |  | Qty: 2. Weighing equipment |  | Not engraved |  | 2021 | [5 empty] | Functional | In use and not engraved
Weighing Scale, Infant | Health |  | Qty: 2. Weighing equipment |  | Not engraved |  | 2021 in use | [5 empty] | Functional | In use and not engraved
Weighing Scale, Toddler | Health |  | Qty: 1. Weighing equipment |  | Not engraved |  | 2021 in use | [5 empty] | Functional | In use and not engraved
Wheel Chair | Health |  | Qty: 4. Moving chair for the lame |  | Not engraved |  | 2021 | [5 empty] | Functional | Not engraved
Medical Waste Bin | Health |  | Qty: 20. Coloured medical waste plastic bin |  | Not engraved |  | 2021 | [5 empty] | Functional | In use and not engraved
Wall Clock | Health |  | Qty: 4. Device for showing time |  | Not engraved |  | 2021 | [5 empty] | Functional | Good and not engraved
Diagnostic Equipment Set for MCH | Health |  | Qty: 4. Diagnostic sets containing stethoscope & fetoscope |  | Not engraved |  | 2021 | [5 empty] | Functional | Not engraved
Diagnostic Equipment Set for OPD | Health |  | Qty: 2. medical set containing torch, patella hammer |  | Not engraved |  | 2021 | [5 empty] | Functional | Not engraved
Glassware Set, Laboratory, Basic | Health |  | Qty: 2. Lab glassware such as tubes |  | Not engraved |  | 2021 | [5 empty] | Functional | In use and not engraved
Hollow Ware Set, Treatment | Health |  | Qty: 2. stainless steel containing kidney dishes |  | Not engraved |  | 2021 | [5 empty] | Functional | Not engraved
Instrument Set, Dressing | Health |  | Qty: 4. set containing scissors |  | Not engraved |  | 2021 | [5 empty] | Functional | Not engraved
Instrument Set, Basic ENT | Health |  | Qty: 1. set containing tuning fork |  | Not engraved |  | 2021 | [5 empty] | Functional | Not engraved
Instrument Set, Suture | Health |  | Qty: 5. set containing needle holder |  | Not engraved |  | 2021 | [5 empty] | Functional | Not engraved
Pulse Oximeter, Hand held | Health |  | Qty: 2. hand held with finger probe & battery |  | Not engraved |  | 2021 | [5 empty] | Faulty | Due to over use.
Bed, Adult Patient with Mattress | Health |  | Qty: 16. medical beds for adult patients |  | Not engraved |  | 2021 | [5 empty] | Functional | Not engraved
Bed, Pediatric Patient, With Mattress | Health |  | Qty: 4. small size metal frame bed with foam mattress |  | Not engraved |  | 2021 | [5 empty] | Functional | Not engraved
Bedside Locker | Health |  | Qty: 10. metallic form with single drawer & cupboard compartment |  | Not engraved | Aug 2021 | 2021 | [5 empty] | Functional | Not engraved
Cupboard, Instrument | Health |  | Qty: 1. Double door lockable equipment |  | Not engraved |  | 2021 | [5 empty] | Functional | Not engraved
Delivery Bed, Hydraulic Manual | Health |  | Qty: 1. 3 Crank adjustable bed |  | Not engraved |  | 2021 | [5 empty] | Function | Not engraved
Oxygen Therapy Apparatus, Minimum 45L cylinder | Health |  | Qty: 2. Oxygen therapy set with trolley |  | Not engraved |  | 2021 | [5 empty] | Functional | Good but not engraved
Resuscitator Manual, Infant, with all Mask sizes | Health |  | Qty: 1. Bag valve mask infant type |  | Not engraved |  | 2021 | [5 empty] | Functional | Not engraved
Resuscitator Manual, Adult, with all mask sizes | Health |  | Qty: 1. Bag valve mask adult type |  | Not engraved |  | 2021 | [5 empty] | Functional | Not engraved
Suction Apparatus, (Electric) | Health |  | Qty: 1. Electric machine portable with spare |  | Not engraved |  | 2021 | [5 empty] | Functional | Not engraved
Nebulizer, Ultrasonic | Health |  | Qty: 1. Machine for nebulizing therapy |  | Not engraved |  | 2021 | [5 empty] | Functional | Not engraved
Oxygen Concentrator, Duo Flow | Health |  | Qty: 1. Medical equipment with humidifier bottle |  | Not engraved |  | 2021 | [5 empty] | Functional | Not engraved
Bench | Health |  | Qty: 4. Equipment for sitting on |  | Not engraved |  | 2021 | [5 empty] | Functional | In use and not engraved
Disinfection Buckets | Health |  | Qty: 6. Plastic coloured medical equipment |  | Not engraved |  | 2021 4 in use | [5 empty] | Functional | 4 items in use, Functional and not engraved
Baby Cot | Health |  | Qty: 2. Stainless steel/stand with mattress & wheels |  | Not engraved |  | 2021 | [5 empty] | Functional | Functional Not engraved
Diagnostic Equipment Set for Ward | Health |  | Qty: 2. medical set with BP machine |  | Not engraved |  | 2021 1 in use | [5 empty] | Functional | Functional Not engraved
Hollow Ware Set, Ward | Health |  | Qty: 2. Stainless steel with basic trays |  | Not engraved |  | 2021 | [5 empty] | Functional | Functional Not engraved
Instrument Set, Delivery | Health |  | Qty: 2. Stainless steel with artery cord scissors |  | Not engraved |  | 2021 | [5 empty] | Functional | Functional/Not engraved
Instrument Set, Stitch Removing | Health |  | Qty: 3. stitch removing set with fine scissors |  | Not engraved |  | 2021 2 in use | [5 empty] | Functional | Functional/Not engraved
MVA Kit | Health |  | Qty: 5. medical equipment with double valve syringes 60 ml |  | Not engraved |  | 2021 | [5 empty] | Functional | Functional In use and not engraved
Stool, Laboratory | Health |  | Qty: 3. metallic high equipment with foot resting |  | Not engraved |  | 2021 | [5 empty] | Functional | Functional In use and not engraved
Penguin Sucker | Health |  | Qty: 3. Bulb suction device rubber 68ml |  | Not engraved |  | 2021 | [5 empty] | Functional | Not engraved
Bubble CPAP | Health |  | Qty: 0 |  | Not engraved | [7 empty] | Functional
Centrifuge (Electric) | Health |  | Qty: 1. Bench-top 6 tubes 15ml capacity |  | Not engraved |  | 2021 | [5 empty] | Functional | Not engraved
Kangaroo Mother Care Chair | Health |  | Qty: 1. Low height adjustable for mothers |  | Not engraved |  | 2021 | [5 empty] | Functional | Not engraved
Radiant Infant Warmer | Health |  | Qty: 0 |  | Not engraved | [7 empty] | Functional
Haemoglobin Meter, Sahli | Health |  | Qty: 2. Device with comparator box, pipette & stirrer |  | Not engraved |  | 2021 | [5 empty] | Functional | was used but it is damaged
Delivery Bed | Health |  | Qty: 1. Standard non hydraulic equipment with leg holders |  | Not engraved |  | 2021 | [5 empty] | Functional | Not engraved
Examination light | Maternity ward |  | Qty: 2. LED goose neck equipment for maternity examination |  | Not engraved |  | 2021 | [5 empty] | Functional | Not engraved
Instrument set, ENT Basic for HCIII | Health |  | Qty: 1. medical kit containing nasal speculum, tongue depressor |  | Not engraved |  | 2021 | [5 empty] | Functional | Functional currently in use and not engraved
Bag Valve mask (Ambu Bag) Neonatal | Health |  | Qty: 0 |  | Not engraved | [7 empty] | Functional
Incubator | Health |  | Qty: 0 |  | Not engraved | [7 empty] | Functional
Office Chair | Health |  | Qty: 7. swivel type equipment with 5 castor wheels armrests |  | Not engraved |  | 2021 / 5 in use | [5 empty] | Functional | Functional Not engraved
Desk | Health |  | Qty: 5. equipments for office use |  | Not engraved |  | 2021 / in use | [5 empty] | Functional | Functional Not engraved
Filing Cabinet | Health |  | Qty: 6. Lockable equipments for patient file storage |  | Not engraved |  | 2021 All in use | [5 empty] | Functional | All in use and not engraved
Non Residential Buildings | Health |  | 01 block latrines + 1 block placenta pit 1 block |  | Not engraved |  | 2021 All in use | [5 empty] | Functional | Not engraved
Residential Buildings | Health |  | 1 block 2 units |  | Not engraved |  | 2021 All in use | [5 empty] | Functional
NAME OF LG: KAPCHORWA MUNICIPAL COUNCIL NAME OF HEALTH FACILITY: KAPLELKO HC III
Equipment/ Item | Department | Asset Number | Item | Life in Months | Tag Number ( engrave no.) | Date Of Purchase | Date Placed In Service | Recoverable cost | Cost | Acc Dep Cost | Net Book Value | Ytd Deprn | Equipment status | Remarks
Description
B.P. Machine, Digital | Health |  | Qty: 2. Digital machine |  | Not engraved |  | 2012-06-16 | [5 empty] | Good | Functioning
Otoscope | Health |  | Qty: 1. Battery operated with spatulae |  | Not engraved | [7 empty] | Good | Functioning
Resuscitator Manual | Health |  | Qty: 2 |  | Not engraved | [7 empty] | Good | In use
B.P. Machine (Aneroid wall mounted) | Health |  | Qty: 2. Manual in nature with meter |  | Not engraved | [7 empty] | Good | Available
Fetoscope, Doppler | Health |  | Qty: 2. Medical equipment for fetal heart examination |  | Not engraved | [7 empty] | Good | Functioning
Autoclave 20 Liters, Duo Operated | Health |  | Qty: 1. metallic steel pan |  | Not engraved | [7 empty] | Good | Not engraved
Bowl, Kick | Health |  | Qty: 1. stainless steel |  | Not engraved | [7 empty] | Good | Functioning
Bowl Stand | Health |  | Qty: 2. stainless steel |  | Not engraved | Not known but in use | [6 empty] | Good | Maintained
Counting chamber Neubauer-improved | Health |  | Qty: 0 |  | Not engraved | [7 empty] | Functional
Cupboard Steel, Lockable | Health |  | Qty: 2. Metal steel Big size White colour |  | Not engraved | [7 empty] | Good | Functioning
Drip Stand | Health |  | Qty: 8. Metallic stand in nature |  | Not engraved |  | All | [5 empty] | Good | In place
ESR Stand | Health |  | Qty: 1. Used to test for ESR |  | Not engraved |  | Not known | [5 empty] | Good | In use
Examination Couch | Health |  | Qty: 2. Leather coated with metal steel |  | Not engraved | [7 empty] | Good | Functioning
Examination light LED | Health |  | Qty: 2. Head light |  | Not engraved | [7 empty] | Functional | Available
Glucometer | Health |  | Qty: 2. small hand held device |  | Not engraved | [7 empty] | Good | In use
Haemoglobin Meter, Digital | Health |  | Qty: 2. electric device |  | Not engraved | [7 empty] | Good | Functioning
Height Meter | Health |  | Qty: 4. For Measuring while standing |  | Not engraved | [7 empty] | Good | in use
Instrument Trolley | Health |  | Qty: 2. Stainless steel wheels |  | Not engraved | [7 empty] | Good | in use
Microscope Binocular | Health |  | Qty: 1. Has 2 eye pieces for better eyes |  | Not engraved | [7 empty] | Good | Good
Otoscope | Health |  | Qty: 1 |  | Not engraved | [7 empty] | Good | In use
Patient Screen | Health |  | Qty: 4. Curtain made from cloth + fix on a stand |  | Not engraved | [7 empty] | Functional | Available
Patient Trolley | Health |  | Qty: 1. metallic stand movable bed |  | Not engraved | [7 empty] | Good | working well
Refrigerator, Basic | Health |  | Qty: 1. mild steel coated white |  | Not engraved | [7 empty] | Functional | In use
Stethoscope | Health |  | Qty: 1 |  | Not engraved | [7 empty] | Good | Available
Stop Watch | Health |  | Qty: 2. Metal squared |  | Not engraved | [7 empty] | Good | Available
Stretcher | Health |  | Qty: 1. wheeled metallic/sprayed |  | Not engraved | [7 empty] | Functional | Maintained
Stove, Gas | Health |  | Qty: 1. steel made |  | Not engraved | [7 empty] | Good | In use
Weighing Scale with Height Meter, Adult | Health |  | Qty: 2. measures both weight and height |  | Not engraved | [7 empty] | Good | Good
Weighing Scale, Infant | Health |  | Qty: 2. An infant basin with a tray |  | Not engraved | [7 empty] | Functional | In use
Weighing Scale, Toddler | Health |  | Qty: 2. For measuring newly born babies |  | Not engraved | [7 empty] | Good | Functioning
Wheel Chair | Health |  | Qty: 0 |  | Not engraved | [7 empty] | Functional
Audio Visual Equipment | Health |  | Qty: 0 |  | Not engraved | [7 empty] | Functional
Medical Waste Bin | Health |  | Qty: 6. plastic made |  | Not engraved | [7 empty] | Good | In use
Wall Clock | Health |  | Qty: 4. Round in nature |  | Not engraved | [7 empty] | In good shape | Functioning
Diagnostic Equipment Set for OPD | Health |  | Qty: 2. Portable set comprising of otoscope |  | Not engraved | [7 empty] | Good | In place
Glassware Set, Laboratory, Basic | Health |  | Qty: 2. Set consisting of test tubes cylinders |  | Not engraved | [7 empty] | Functional | Good
Hollow ware | Health |  | Qty: 1 |  | Not engraved | [7 empty] | Functional
Instrument Set, Dressing | Health |  | Qty: 2. Contains 16 Items |  | Not engraved | [7 empty] | Functional
Instrument Set, Basic ENT | Health |  | Qty: 3. Set with nasal speculum, laryngeal, mirrors |  | Not engraved | Not known | [6 empty] | Good | In place
Pulse Oximeter, Hand held | Health |  | Qty: 2. Hand held equipment with pediatric probes |  | Not engraved | Not known | [6 empty] | Good | Functioning
Bed, Adult Patient with Mattress | Health |  | Qty: 10. Adult beds with high density form for patients |  | Not engraved | [7 empty] | Good | Operating
Bed, Pediatric Patient, With Mattress | Health |  | Qty: 5. Metallic made with mattress |  | Not engraved | [7 empty] | Good | In-use
Bedside Locker | Health |  | Qty: 1 |  | Not engraved | [7 empty] | Functional
Cupboard, Instrument | Health |  | Qty: 1 |  | Not engraved | [7 empty] | Good | In use
Delivery Bed, Hydraulic Manual | Health |  | Qty: 1. Adjustable beds for use accordingly |  | Not engraved | [7 empty] | Good | Available
Oxygen Therapy Apparatus, Minimum 45L cylinder | Health |  | Qty: 2. Metallic in nature and long |  | Not engraved | [7 empty] | Good | Functioning
Resuscitator Manual, Adult, with all mask sizes | Health |  | Qty: 2. Has a face mask and self inflating bag |  | Not engraved | [7 empty] | Functional
Suction Apparatus, (Electric) | Health |  | Qty: 2. Portable |  | Not engraved | [7 empty] | Functional
Nebulizer, Ultrasonic | Health |  | Qty: 1 |  | Not engraved | [7 empty] | Functional
Oxygen Concentrator, Duo Flow | Health |  | Qty: 4. It has humidity bottles that make oxygen through a tube and a Nasal Cannula |  | Not engraved | [7 empty] | Functional
Bench | Health |  | Qty: 4. Metallic in nature |  | Not engraved | [7 empty] | Functional
Disinfection Buckets | Health |  | Qty: 6. plastic made |  | Not engraved | [7 empty] | Good | maintained
Disinfection Buckets | Health |  | Qty: 6. Plastic in nature |  | Not engraved | [7 empty] | Functional
Baby Cot | Health |  | Qty: 5. Metallic in nature with a mattress |  | Not engraved | [7 empty] | Functional
Diagnostic Equipment Set for Ward | Health |  | Qty: 3. Fully equipped |  | Not engraved | [7 empty] | Good | In use
Hollow Ware Set, Ward | Health |  | Qty: 3. Fully equipped |  | Not engraved | [7 empty] | Functional | Available
Instrument Set, Delivery | Health |  | Qty: 3. Fully equipped |  | Not engraved | [7 empty] | Functional | In use
Instrument Set, Stitch Removing | Health |  | Qty: 3. Fully equipped |  | Not engraved | [7 empty] | Good | Available
MVA Kit | Health |  | Qty: 4. Fully equipped |  | Not engraved | [7 empty] | Good | Maintained
Stool, Laboratory | Health |  | Qty: 1. Metalic |  | Not engraved | [7 empty] | Working | Available
Penguin Sucker | Health |  | Qty: 3. Bulb suction aspiration for neonates |  | Not engraved | [7 empty] | Functional | Not engraved
Bubble CPAP | Health |  | Qty: 2 |  | Not engraved | [7 empty] | Functional
Centrifuge (Electric) | Health |  | Qty: 2. Digital |  | Not engraved | [7 empty] | Good | Functioning
Kangaroo Mother Care Chair | Health |  | Qty: 1. In nature medical support for mother |  | Not engraved | [7 empty] | Good | Maintained
Radiant Infant Warmer | Health |  | Qty: 0 |  | Not engraved | [7 empty] | Functional
Haemoglobin Meter, Sahli | Health |  | Qty: 0 |  | Not engraved | [7 empty] | Functional
Delivery Bed | Health |  | Qty: 1. Metallic bed adjustable backrest |  | Not engraved | [7 empty] | Good | In use
Instrument set, ENT Basic for HCIII | Health |  | Qty: 3 |  | Not engraved | Not known | [6 empty] | Good | In place
Office Chair | Health |  | Qty: 7. Sitting equipment for staff |  | Not engraved | [7 empty] | Functional | In place
Desk | Health |  | Qty: 3 |  | Not engraved | Not known | [6 empty] | Good | In place
Filing Cabinet | Health |  | Qty: 2. Equipment for storing files for patients |  | Not engraved |  | Not known | [5 empty] | Good | functioning
Residential Buildings | Health |  | Qty: 0 |  | Not engraved | [7 empty] | Functional | No record for residential buildings
NAME OF LG: KWEEN DISTRICT LOCAL GOVERNMENT NAME OF HEALTH FACILITY: ATAR HC III
Equipment/ Item | Department | Asset Number | Item | Life in Months | Tag Number ( engrave no.) | Date Of Purchase | Date Placed In Service | Recoverable cost | Cost | Acc Dep Cost | Net Book Value | Ytd Deprn | Equipment status | Remarks
Description
B.P. Machine, Digital | Health |  | Qty: 2. Rubber cuff with cloth cover |  | Not engraved | To them not known | 2016-01-01 | [5 empty] | Good | In use
Fetoscope, Doppler | Health |  | Qty: 2 |  | Not engraved |  | 2023 | [5 empty] | Good | In use
B.P. Machine (Aneroid wall mounted) | Health |  | Qty: 2. Large round dial 15cm diameter 300 mmHg |  | Not engraved | [7 empty] | New | Intact
Autoclave 20 Liters, Duo Operated | Health |  | Qty: 2. Stainless steel drum double wall |  | Not engraved | [7 empty] | Good | Well maintained
Bowl, Kick | Health |  | Qty: 1. 20L-30cm stainless steel bowl 13 inch - 14 inch |  | Not engraved | [7 empty] | Good | Functioning well
Bowl Stand | Health |  | Qty: 3. Stainless steel tube frame 4 legs |  | Not engraved | [7 empty] | Good | well kept
Counting chamber Neubauer-improved | Health |  | thick - optical glass 30mm x 70 mm, |  | Not engraved | [7 empty] | Functional
Cupboard Steel, Lockable | Health |  | Qty: 6. Mild steel 0.9 mm- powder coated- colour light gray |  | Not engraved | [7 empty] | Good | one has no lock
ESR Stand | Health |  | Qty: 1. Used to hold the ESR tubes with a heavy base |  | Not engraved | All not known | Not known for all | [5 empty] | Good | Date of purchase and in service not known
Examination Couch | Health |  | Qty: 4. Black leather couch with metallic stands |  | Not engraved | All not known | Not known for all | [5 empty] | Good
Examination light, LED | Health |  |  |  | Not engraved | All not known | Not known for all | [5 empty] | Functional
Glucometer | Health |  | Qty: 2. Small hand held electric device |  | Not engraved | All not known | Not known for all | [5 empty] | Functioning | Well kept
Haemoglobin Meter, Digital | Health |  | Qty: 0 |  | Not engraved | All not known | Not known for all | [5 empty] | Good | Maintained
Height Meter | Health |  | Qty: 2. Height measuring item |  | Not engraved | All not known | Not known for all | [5 empty] | Good | In good shape
Instrument Trolley | Health |  | Qty: 4. Stainless steel trolley |  | Not engraved | All not known | Not known for all | [5 empty] | Good | Well kept
Microscope Binocular | Health |  | Qty: 1. Has 2 eye pieces for both eyes |  | Not engraved | All not known | Not known for all | [5 empty] | Good | Maintained
Otoscope | Health |  |  |  | Not engraved | [7 empty] | Good | Good
Patient Screen | Health |  | Qty: 5. Cloth made at with supported with steel materials |  | Not engraved | [7 empty] | Good | Functioning
Patient Trolley | Health |  | Qty: 1. Mobile bed for patients |  | Not engraved | [7 empty] | Functional
Refrigerator, Basic | Health |  | Qty: 2. mild steel coated white |  | Not engraved | Not Known to them | [6 empty] | Good | Good
Stethoscope | Health |  | Qty: 3. Double steel Stainless steel |  | Not engraved | Not Known to them | [6 empty] | Good | Functioning
Stop Watch | Health |  | Qty: 1 |  | Not engraved | Not Known to them | [6 empty] | Functional
Stretcher | Health |  | Qty: 2. Movable plastic stage with supports |  | Not engraved | Not Known to them | [6 empty] | Good | Available
Stove, Gas | Health |  | Qty: 2. Stabex gas 6kgs |  | Not engraved | Not Known to them | [6 empty] | Good | maintained
Weighing Scale with Height Meter, Adult | Health |  | Qty: 2. measures both weight and height |  | Not engraved | Not Known to them | [6 empty] | Good | Functioning
Weighing Scale, Infant | Health |  | Qty: 2. An infant beam with a tray |  | Not engraved | Not Known to them | [6 empty] | Good | Good
Weighing Scale, Toddler | Health |  | Qty: 1. weighing scale for newly born babies |  | Not engraved | Not Known to them | [6 empty] | Good | Seen
Wheel Chair | Health |  | Qty: 4. Manual folding clothed chair black in colour |  | Not engraved | Not Known to them | [6 empty] | Good | maintained
Audio Visual Equipment | Health |  | Qty: 2 |  | Not engraved | Not Known to them | [6 empty] | Functional | Not Seen
Medical Waste Bin | Health |  | Qty: 10. For collecting waste products |  | Not engraved | Not Known to them | [6 empty] | Good | Available
Wall Clock | Health |  | Qty: 4. Round white |  | Not engraved | Not Known to them | [6 empty] | Good | Available
Diagnostic Equipment Set for MCH | Health |  | Qty: 3. Set for family planning clinic |  | Not engraved | Not known to them | [6 empty] | Good | Functioning
Diagnostic Equipment Set for OPD | Health |  | Qty: 2. Used in OPD |  | Not engraved | Not known to them | [6 empty] | Good | New
Glassware Set, Laboratory, Basic | Health |  | Qty: 2 |  | Not engraved | Not known to them | [6 empty] | Good | Well kept
Hollow Ware Set, Treatment | Health |  | Qty: 2. Made of stainless steel reusable |  | Not engraved | Not known to them | [6 empty] | New | Functioning
Instrument Set, Dressing | Health |  | Qty: 7. Contains 16 items |  | Not engraved | Not known to them | [6 empty] | Good | Well kept
Instrument Set, Basic ENT | Health |  | Qty: 1. Contains 10 items |  | Not engraved | Not known to them | [6 empty] | New | well kept
Instrument Set, Suture | Health |  | Qty: 3. Contains 7-8 items |  | Not engraved | Not known to them | [6 empty] | Good | Functioning
Pulse Oximeter, Hand held | Health |  | Qty: 2 |  | Not engraved | Not known to them | [6 empty] | Functional
Bed, Adult Patient with Mattress | Health |  | Qty: 10. Form mattress with high destiny form for adults |  | Not engraved | Not known to them | 2023 | [5 empty] | Good | In use
Bed, Pediatric Patient, With Mattress | Health |  | Qty: 4. locally made with mattress |  | Not engraved |  | 2023 | [5 empty] | Good | In Use
Bedside Locker | Health |  | Qty: 10. powder coated and stainless steel |  | Not engraved | Not known to them | 2023 | [5 empty] | Functional | In use
Cupboard, Instrument | Health |  | Qty: 1. made of glass and coated steel |  | Not engraved | Not known to them | 2023 | [5 empty] | Functional | In use
Delivery Bed, Hydraulic Manual | Health |  | Qty: 1. Adjustable bed used for during birth |  | Not engraved | Not known to them | 2023 | [5 empty] | Functional | In use
Oxygen Therapy Apparatus, Minimum 45L cylinder | Health |  | Qty: 2. Metalic in nature and long |  | Not engraved | Not known to them | [6 empty] | Functional | Not in use
Resuscitator Manual, Infant, with all Mask sizes | Health |  | Qty: 15. It has a face mask and self inflating bag |  | Not engraved | Not known to them | [6 empty] | Good | Good
Resuscitator Manual, Adult, with all mask sizes | Health |  | Qty: 15. portable trolley |  | Not engraved | Not known to them | [6 empty] | Good | in place
Suction Apparatus, (Electric) | Health |  | Qty: 1. manual |  | Not engraved | Not known to them | [6 empty] | Functional
Nebulizer, Ultrasonic | Health |  | Qty: 1 |  | Not engraved | Not known to them | [6 empty] | Good | in use
Oxygen Concentrator, Duo Flow | Health |  | Qty: 1. It has two filter oxygen mask a flow meter oxygen tube and a nasal cannula |  | Not engraved | Not known to them | [6 empty] | Good | Functioning
Bench | Health |  | Qty: 4 |  | Not engraved | Not known to them | [6 empty] | Good | Functioning
Disinfection Buckets | Health |  | Qty: 6. Plastic type |  | Not engraved | Not known to them | 2023 | [5 empty] | Functional | In use
Baby Cot | Health |  | Qty: 2. Frame made of steel round tube platform height from the floor with a bumper |  | Not engraved | Not known to them | 2023 | [5 empty] | Functional | In use
Diagnostic Equipment Set for Ward | Health |  | Qty: 2. Containing a variety of items and instruments |  | Not engraved | Not known to them | 2023 | [5 empty] | Functional | In use
Hollow Ware Set, Ward | Health |  | Qty: 2. Stainless steel bowls, can etc. used for general use |  | Not engraved | Not known to them | 2023 | [5 empty] | Functional | In use
Instrument Set, Delivery | Health |  | Qty: 5. Stainless drum & instruments for delivery |  | Not engraved | Not known to them | 2023 | [5 empty] | Functional | In use
Instrument Set, Stitch Removing | Health |  | Qty: 5. Set containing stitches, forceps and cutlery for removal etc |  | Not engraved | Not known to them | 2023 | [5 empty] | Functional | In use
MVA Kit | Health |  | Qty: 1. Has reusable items |  | Not engraved | Not known to them | 2023 | [5 empty] | Good | In use
Stool, Laboratory | Health |  | Qty: 4. Movable |  | Not engraved | Not known to them | 2023 | [5 empty] | Good | In use
Penguin Sucker | Health |  | Qty: 3. It is a nasal aspirator |  | Not engraved |  | 2023 | [5 empty] | Good | In use
Bubble CPAP | Health |  |  |  | Not engraved | [7 empty] | Functional
Centrifuge (Electric) | Health |  | Qty: 1 |  | Not engraved |  | 2023 | [5 empty] | Good | In use
Kangaroo Mother Care Chair | Health |  | Qty: 1. For mothers to sit on and put the baby (premature) on their chest while holding |  | Not engraved |  | 2024 | [5 empty] | Functional | In use
Radiant Infant Warmer | Health |  | Qty: 2 |  | Not engraved | them | 2023 | [5 empty] | Functional | In use
Haemoglobin Meter, Sahli | Health |  | Qty: 2 |  | Not engraved | to | [6 empty] | Functional
Delivery Bed | Health |  | Qty: 1. For mothers to give birth |  | Not engraved | known | 2023 | [5 empty] | Functional | In use
Examination light | Health |  | Qty: 3 |  | Not engraved | All | 2023 | [5 empty] | Functional | Now not in use due to lack of power units
Instrument set, ENT Basic for HCIII | Health |  |  |  | Not engraved | [7 empty] | Functional
Bag Valve mask (Ambu Bag), Neonatal | Health |  | Qty: 14. It has a self inflating bag mask is silicon soft and transparent |  | Not engraved | NOT KNOWN | 2024 | [5 empty] | Good | In use
Incubator | Health |  |  |  | Not engraved | NOT KNOWN | [6 empty] | Functional
Office Chair | Health |  | Qty: 7. A rolling chair, mat is black in colour |  | Not engraved |  | 2023 | [5 empty] | Functional | In use
Desk | Health |  | Qty: 5. Equipment for placing on health documents |  | Not engraved |  | 2023 | [5 empty] | Functional | In use
Filing Cabinet | Health |  | Qty: 6. Mild steel sheet Power coated off white with drawers |  | Not engraved |  | 2022 | [5 empty] | Good | In use.
Non Residential Buildings | Health |  | Qty: 3. maternity ward pit latrine placenta pit |  | Not engraved |  | 2022 | [5 empty] | Good | In use
Residential Buildings | Health |  | Qty: 1. 2 units for mid-wives |  | Not engraved |  | April 2014 | [5 empty] | Good | In use
NAME OF LG: KWEEN DISTRICT LOCAL GOVERNMENT NAME OF HEALTH FACILITY: BENET HC III
Equipment/ Item | Department | Asset Number | Item | Life in Months | Tag Number ( engrave no.) | Date Of Purchase | Date Placed In Service | Recoverable cost | Cost | Acc Dep Cost | Net Book Value | Ytd Deprn | Equipment status | Remarks
Description
Latrine | Health |  | Qty: 1 |  | Not engraved | [7 empty] | Functional
Placenta Pit | Health |  | Qty: 1 |  | Not engraved | [7 empty] | Functional
Stove, Gas | Health |  | Qty: 2. Single B/C stove B.2 (14.2 kg) |  | Not engraved | [7 empty] | Functional | Not engraved
Oxygen Therapy Apparatus, Minimum 45L cylinder | Health |  | Qty: 2. Oxygen therapy unit with 45L |  | Not engraved | [7 empty] | Functional | Functional Not engraved
Bench | Health |  | Qty: 4. Equipments for sitting on |  | Not engraved | [7 empty] | Functional | Functional Not engraved
Filing Cabinet | Health |  | Qty: 6 |  | Not engraved | [7 empty] | Functional | In the box in store
Non Residential Buildings | Health |  | Qty: 1. 1 block not yet complete |  | Not engraved | [7 empty] | Functional | Not handed over
Residential Buildings | Health |  | Qty: 1. Not yet complete |  | Not engraved | [7 empty] | Functional | In use un painted
NAME OF LG: KWEEN DISTRICT LOCAL GOVERNMENT NAME OF HEALTH FACILITY: KAPTUM HC III
Equipment/ Item | Department | Asset Number | Item | Life in Months | Tag Number ( engrave no.) | Date Of Purchase | Date Placed In Service | Recoverable cost | Cost | Acc Dep Cost | Net Book Value | Ytd Deprn | Equipment status | Remarks
Description
Disinfection Buckets | Health |  | Qty: 6. plastic (green and blue) |  | Not engraved | 6/2023 | [6 empty] | Functioning | Not engraved
Disinfection Buckets | Health |  | Qty: 6. plastic (green and blue) |  | Not engraved | 6/2025 | [6 empty] | Functioning | Not engraved
Microscope Binocular | Health |  | Qty: 1. medical equipment for laboratory services |  | Not engraved | 6/2025 | [6 empty] | Functioning | Not engraved
Stove, Gas | Health |  | Qty: 2. Majestic with gas of 6 kgs each |  | Not engraved | 6/2023 | [6 empty] | Functional | Functioning. Not engraved.
Medical Waste Bin | Health |  | Qty: 4. 4 boxes with 4 pieces each (lid) |  | Not engraved | 12/2023 | [6 empty] | Functional | Functioning. Not engraved.
Delivery Bed, Hydraulic Manual | Health |  | Qty: 1. Metallic with a mattress (color is blue) |  | Not engraved | 6/2025 | [6 empty] | Functioning | Not engraved
Oxygen Therapy Apparatus, Minimum 45L cylinder | Health |  | Qty: 2. Blue in color and metallic |  | Not engraved | 6/2025 | [6 empty] | Functioning | Not engraved
Bench | Health |  | Qty: 4. wooden legs with a cushion covered with plastic |  | Not engraved | 6/2025 | [6 empty] | Functioning | Not engraved
Disinfection Buckets | Health |  | Qty: 6. Plastic (green and blue) |  | Not engraved | 6/2025 | [6 empty] | Functioning | Not engraved
Disinfection Buckets | Health |  | Qty: 6. plastic (green and blue) |  | Not engraved | 6/2025 | [6 empty] | Functioning | Not engraved
NAME OF LG: KWEEN DISTRICT LOCAL GOVERNMENT NAME OF HEALTH FACILITY: MOYOK HC III
Equipment/ Item | Department | Asset Number | Item | Life in Months | Tag Number ( engrave no.) | Date Of Purchase | Date Placed In Service | Recoverable cost | Cost | Acc Dep Cost | Net Book Value | Ytd Deprn | Equipment status | Remarks
Description
B.P. Machine, Digital | Health |  | Qty: 2. Medical equipment used for blood pressure |  | KWN/MED-EQ/ MOYOK HC III | [7 empty] | Functional | Good
Fetoscope, Doppler | Health |  | Qty: 2. Battery operated with LCD display |  | KWN/MED-EQ/MOYOK HC III | [7 empty] | Functional | Available at the health facility
Smart TV Set LG | Health |  | Qty: 1. medical electronic equipment |  | KWN/MED-EQ/MOYOK HC III | [7 empty] | Brand new & functional | In use
B.P. Machine (Aneroid wall mounted) | Health |  | Qty: 2. Equipment with mercury free dial |  | KWN/MED-EQ/ MOYOK HC III | [7 empty] | Functional | Good
Projector | Health |  | Qty: 1. LCD Projector 3500 lumens for health education |  | KWN/MED-EQ/MOYOK HC III | [7 empty] | Functional | Item seen and functional
Autoclave 20 Liters. Duo Operated | Health |  | Qty: 2. Stainless steel drum with pressure gauge |  | KWN/MED-EQ/ MOYOK HC III | [7 empty] | Functional | Good
Bowl Kick | Health |  | Qty: 1. Medical device for washing hands |  | KWN/MED-EQ/ MOYOK HC III | [7 empty] | Functional | Good
Bowl Stand | Health |  | Qty: 3. Double stainless steel for lotion bowls |  | KWN/MED-EQ/ MOYOK HC III | [7 empty] | Functional | Good
Counting chamber Neubauer-Improved | Health |  | Qty: 2. Improved counting chambers glass slide |  | KWN/MED-EQ/ MOYOK HC III | [7 empty] | Functional | Good
Cupboard Steel, Lockable | Health |  | Qty: 6. Double door steel with 4 adjustable shelves |  | KWN/MED-EQ/ MOYOK HC III | [7 empty] | Functional | Good
Drip Stand | Health |  | Qty: 4. Metallic chrome equipment with 4 hooks |  | KWN/MED-EQ/ MOYOK HC III | [7 empty] | Functional | Good
ESR Stand | Health |  | Qty: 1. Metallic rack for holding ESR tubes |  | KWN/MED-EQ/MOYOK HC III | [7 empty] | Functional | Good
Examination Couch | Health |  | Qty: 4. Steel frame with foam mattress |  | KWN/MED-EQ/MOYOK HC III | [7 empty] | Functional | Item in use
Examination light LED | Health |  | Qty: 1 |  | KWN/MED-EQ/MOYOK HC III | [7 empty] | Functional
Glucometer | Health |  | Qty: 2. Hand held digital with strips |  | KWN/MED-EQ/MOYOK HC III | [7 empty] | Functional | Available in use
Height Meter | Health |  | Qty: 2. Measuring height |  | KWN/MED-EQ/MOYOK HC III | [7 empty] | Functional | Available & in use
Instrument Trolley | Health |  | Qty: 4. Stainless steel 2 shelves |  | KWN/MED-EQ/MOYOK HC III | [7 empty] | Functional | Good
Microscope Binocular | Health |  | Qty: 1. Equipment for viewing micro organisms |  | KWN/MED-EQ/MOYOK HC III | [7 empty] | Functional | Available & in use
Otoscope | Health |  | Qty: 1. Diagnostic set with specula |  | KWN/MED-EQ/MOYOK HC III | [7 empty] | Functional | Item in use
Patient Screen | Health |  | Qty: 5. 3-fold metallic frame with cloth curtain on wheels |  | KWN/MED-EQ/MOYOK HC III | [7 empty] | Functional | Item in use
Patient Trolley | Health |  | Qty: 2. Equipment for placing medical items for patients |  | KWN/MED-EQ/MOYOK HC III | [7 empty] | Functional | Items in use
Refrigerator Basic | Health |  | Qty: 2. Refrigerator domestic type |  | KWN/MED-EQ/MOYOK HC III | [7 empty] | Functional | In use
Stethoscope | Health |  | Qty: 8. Medical device used for auscultation |  | KWN/MED-EQ/MOYOK HC III | [7 empty] | Functional | Items in use
Stop Watch | Health |  | Qty: 1. Device for pulse |  | KWN/MED-EQ/MOYOK HC III | [7 empty] | Functional | Available & in use
Stretcher | Health |  | Qty: 2. 4-sided moving wheel |  | KWN/MED-EQ/MOYOK HC III | [7 empty] | Functional | Good condition
Stove Gas | Health |  | Qty: 2. 6kg gas cylinder |  | KWN/MED-EQ/MOYOK HC III | [7 empty] | Functional | Available and in use
Weighing Scale with Height Meter, Adult | Health |  | Qty: 2. Weighing equipment |  | KWN/MED-EQ/MOYOK HC III | [7 empty] | Functional | Currently in use
Weighing Scale Infant | Health |  | Qty: 2. Weighing equipment |  | KWN/MED-EQ/MOYOK HC III | [7 empty] | Functional | Good condition
Weighing Scale Toddler | Health |  | Qty: 1. Weighing equipment |  | KWN/MED-EQ/MOYOK HC III | [7 empty] | Functional | Item in use
Wheel Chair | Health |  | Qty: 4. Moving chair for the sick |  | KWN/MED-EQ/MOYOK HC III | [7 empty] | Functional | Available at the health facility
Medical Waste Bin | Health |  | Qty: 10. Coloured medical waste plastic bin |  | KWN/MED-EQ/MOYOK HC III | [7 empty] | Functional | Item in use
Wall Clock | Health |  | Qty: 4. Medical device for telling time |  | KWN/MED-EQ/MOYOK HC III | [7 empty] | Functional | In use
Diagnostic Equipment Set for MCH | Health |  | Qty: 3. Diagnostic set containing stethoscope, thermometer |  | KWN/MED-EQ/MOYOK HC III | [7 empty] | Functional | In use
Diagnostic Equipment set for OPD | Health |  | Qty: 2. Medical and torch, probe thermometer |  | KWN/MED-EQ/MOYOK HC III | [7 empty] | Functional | In use
Glassware Set Laboratory, Basic | Health |  | Qty: 2. Laboratory glassware set containing beakers, test tubes |  | KWN/MED-EQ/MOYOK HC III | [7 empty] | Functional | In use
Hollow ware Set Treatment | Health |  | Qty: 2. Stainless steel hollow ware set containing kidney dish |  | KWN/MED-EQ/MOYOK HC III | [7 empty] | Functional | Available and in use
Instrument Set, Dressing | Health |  | Qty: 3. Medical and surgical equipment containing dressing |  | KWN/MED-EQ/MOYOK HC III | [7 empty] | Functional | Items in use
Instrument Set Basic ENT | Health |  | Qty: 1. set containing tuning fork, scissors |  | KWN/MED-EQ/MOYOK HC III | [7 empty] | Functional | Items in use
Instrument Set, Suture | Health |  | Qty: 3. Suture set containing needle holder |  | KWN/MED-EQ/MOYOK HC III | [7 empty] | Functional | Available & engraved
Pulse Oximeter, Hand held | Health |  | Qty: 2. Digital with finger probe & LCD display |  | KWN/MED-EQ/MOYOK HC III | [7 empty] | Functional | Items in use
Bed, Adult Patient with Mattress | Health |  | Qty: 10. Medical and beds for adult patients |  | KWN/MED-EQ/MOYOK HC III | [7 empty] | Functional | Items in use
Bed, Pediatric Patient With Mattress | Health |  | Qty: 3. Small size steel frame bed with foam mattress |  | KWN/MED-EQ/MOYOK HC III | [7 empty] | Functional | Items in use
Bedside Locker | Health |  | Qty: 10. metallic item with single drawer & cupboard compartment |  | KWN/MED-EQ/MOYOK HC III | [7 empty] | Functional | In use
Cupboard Instrument | Health |  | Qty: 1. Double door metallic equipment |  | KWN/MED-EQ/MOYOK HC III | [7 empty] | Functional | In use
Delivery Bed, Hydraulic Manual | Health |  | Qty: 1. 3 crank fully adjustable bed |  | KWN/MED-EQ/MOYOK HC III | [7 empty] | Functional | In use
Oxygen Therapy Apparatus, Minimum 45L Cylinder | Health |  | Qty: 2. Oxygen therapy set with trolley |  | KWN/MED-EQ/MOYOK HC III | [7 empty] | Functional | Items in use
Resuscitator Manual infant, with all Mask sizes | Health |  | Qty: 1. Bag valve mask infant type |  | KWN/MED-EQ/MOYOK HC III | [7 empty] | Functional | Item in use
Resuscitator Manual Adult, with all mask sizes | Health |  | Qty: 1. Bag valve mask adult type |  | KWN/MED-EQ/MOYOK HC III | [7 empty] | Functional | Item in use
Suction Apparatus, (Electric) | Health |  | Qty: 1. Electric machine portable with a jar |  | KWN/MED-EQ/MOYOK HC III | [7 empty] | Functional | Item in use
Oxygen Concentrator, Duo Flow | Health |  | Qty: 1. Medical equipment with humidifier bottle |  | KWN/MED-EQ/MOYOK HC III | [7 empty] | Functional | Available and the item is in use
Bench | Health |  | Qty: 4. Equipment for sitting on |  | KWN/MED-EQ/MOYOK HC III | [7 empty] | Functional | Items are in use
Disinfection Buckets | Health |  | Qty: 6. Plastic colored medical equipment |  | KWN/MED-EQ/MOYOK HC III | [7 empty] | Functional | Items are in use
Baby Cot | Health |  | Qty: 2. Stainless steel stand with mattress & wheels |  | KWN/MED-EQ/MOYOK HC III | [7 empty] | Functional | Item seen and in use
Diagnostic Equipment Set for Ward | Health |  | Qty: 2. Ward diagnostic set with B.P machine |  | KWN/MED-EQ/MOYOK HC III | [7 empty] | Functional | Items in use.
Hollow Ware Set Ward | Health |  | Qty: 2. Stainless steel with bowls, trays |  | KWN/MED-EQ/MOYOK HC III | [7 empty] | Functional | Items are in use
Instrument Set Delivery | Health |  | Qty: 5. Stainless steel with artery, cord scissors |  | KWN/MED-EQ/MOYOK HC III | [7 empty] | Functional | Items are in use
Instrument Set, Stitch Removing | Health |  | Qty: 5. Stitch removing set with fine scissors |  | KWN/MED-EQ/MOYOK HC III | [7 empty] | Functional | Items seen and in use
Stool Laboratory | Health |  | Qty: 4. Metallic High equipment with round revolving seat |  | KWN/MED-EQ/MOYOK HC III | [7 empty] | Functional | Items are in use
Penguin Sucker | Health |  | Qty: 2. Bulb suction device rubber 50ml |  | KWN/MED-EQ/MOYOK HC III | [7 empty] | Functional | The items are in use
Bubble CPAP | Health |  | Qty: 1 |  | KWN/MED-EQ/MOYOK HC III | [7 empty] | Functional
Centrifuge (Electric) | Health |  | Qty: 1. Bench top 15ml capacity |  | KWN/MED-EQ/MOYOK HC III | [7 empty] | Functional | Engraved
Kangaroo Mother Care Chair | Health |  | Qty: 1. KMC chair low height for mothers |  | KWN/MED-EQ/MOYOK HC III | [7 empty] | Functional | Item in use
Radiant Infant Warmer | Health |  | Qty: 0 |  | Not engraved | [7 empty] | Functional
Haemoglobin Meter, Sahli | Health |  | Qty: 2. Device with comparator back/plastic & stirrer |  | KWN/MED-EQ/MOYOK HC III | [7 empty] | Functional | Items are in use
Delivery Bed | Health |  | Qty: 2. Delivery bed standard non hydraulic with leg holders |  | KWN/MED-EQ/MOYOK HC III | [7 empty] | Functional | All are in use
Examination light | Maternity ward |  | Qty: 3. LED goose neck mount on mobile stand for maternity |  | KWN/MED-EQ/MOYOK HC III | [7 empty] | Functional | Items seen and some are in use
Instrument set, ENT Basic for HCIII | Health |  | Qty: 1. Medical set containing otoscope, nasal speculum, tongue depressor |  | KWN/MED-EQ/MOYOK HC III | [7 empty] | Functional | Currently in use
Bag Valve mask (Ambu Bag), Neonatal | Health |  | Qty: 14. Ambu bag neonatal 240ml silicone autoclavable |  | KWN/MED-EQ/MOYOK HC III | [7 empty] | Functional | Items are seen & in use
Incubator | Health |  | Qty: 0 |  | Not engraved | [7 empty] | Functional
Office Chair | Health |  | Qty: 7. Office chair swivel type with 5 castor wheels, armrests |  | KWN/MED-EQ/MOYOK HC III | [7 empty] | Functional | All are in use
Desk | Health |  | Qty: 5. Office equipment for office use |  | KWN/MED-EQ/MOYOK HC III | [7 empty] | Functional | Engraved and are in use
Filing Cabinet | Health |  | Qty: 6. Vertical lockable with keys for patient files storage |  | KWN/MED-EQ/MOYOK HC III | [7 empty] | Functional | Items seen and they are in use
Non Residential Buildings | Health |  | Qty: 3. maternity ward toilet placenta pit |  | Not engraved | [7 empty] | Functional | Complete
Residential Buildings | Health |  |  |  | Not engraved | [7 empty] | Functional | No water
NAME OF LG: KWEEN DISTRICT LOCAL GOVERNMENT NAME OF HEALTH FACILITY: TERENPOY HC III
Equipment/ Item | Department | Asset Number | Item | Life in Months | Tag Number ( engrave no.) | Date Of Purchase | Date Placed In Service | Recoverable cost | Cost | Acc Dep Cost | Net Book Value | Ytd Deprn | Equipment status | Remarks
Description
BP Machine, Digital | Health |  | Qty: 2. white in color |  | Not engraved | [7 empty] | Good | in use
Emergency Trolley | Health |  | Qty: 1. stainless steel movable |  | Not engraved | [7 empty] | Functional | Not engraved
BP Machine (Aneroid wall mounted) | Health |  | Qty: 1. black with metallic stand |  | Not engraved | [7 empty] | Functional | Not engraved
Fetoscope Doppler | Health |  | Qty: 3. For heart bits |  | Not engraved | [7 empty] | Functional | one in use.
Mid Upper Arm tape | Health |  | Qty: 2. Equipment for nutrition assessment |  | Not engraved | [7 empty] | Functional | Not engraved
Autoclave 20 Liters, Duo Operated | Health |  | Qty: 1. workers wheel rad machine |  | Not engraved | [7 empty] | Good | Not functional.
Bowl Kick | Health |  | Qty: 1. Stainless steel |  | Not engraved | [7 empty] | Functional
Bowl Stand | Health |  | Qty: 2. stainless steel |  | Not engraved | [7 empty] | Good | Not in use
Counting chamber Neubauer- Improved | Health |  | Qty: 2. used for sperm counting |  | Not engraved | [7 empty] | Functional | Not engraved
Cupboard Steel Lockable | Health |  | Qty: 5. steel case outer grey |  | Not engraved | [7 empty] | Fun
Drip Stand | Health |  | Qty: 8. stainless steel with rolls |  | Not engraved | [7 empty] | Functional | Not engraved
ESR Stand | Health |  | Qty: 2. metallic with heavy base |  | Not engraved | [7 empty] | Functional | Not engraved
Examination Couch | Health |  | Qty: 2. Soft cover with metallic stands |  | Not engraved | [7 empty] | Functional | Not engraved
Examination light LED | Health |  | Qty: 2. not used lights |  | Not engraved | [7 empty] | Functional | Not engraved
Glucometer | Health |  | Qty: 2. Electronic device |  | Not engraved | [7 empty] | Functional | Not engraved
Haemoglobin Meter Digital | Health |  | Qty: 2. measuring hbg |  | Not engraved | [7 empty] | Functional | Not engraved
Height Meter | Health |  | Qty: 1. steel coated powdering |  | Not engraved | [7 empty] | Functional | Not engraved
Instrument Trolley | Health |  | Qty: 2. stainless steel movable |  | Not engraved | [7 empty] | Good | Not in use
Microscope Binocular | Health |  | Qty: 1. for viewing small objects |  | Not engraved | [7 empty] | Functional | Not engraved
Otoscope | Health |  | Qty: 1. For examining ears |  | Not engraved | [7 empty] | Good | Not engraved
Patient Screen | Health |  | Qty: 4. 3 fold white screen |  | Not engraved | [7 empty] | Functional | Not engraved
Patient Trolley | Health |  | Qty: 1. stainless wheel |  | Not engraved | [7 empty] | Functional | Not engraved
Refrigerator, Basic | Health |  | Qty: 21. milk cooler |  | Not engraved | [7 empty] | Functional | Not engraved
Stethoscope | Health |  | Qty: 5. steel double head |  | Not engraved | [7 empty] | Functional | Not engraved
Stop Watch | Health |  | Qty: 2. colorway clock |  | Not engraved | [7 empty] | Functional | Not engraved
Stretcher | Health |  | Qty: 1. coach bed wheeled |  | Not engraved | [7 empty] | Functional | Not engraved
Stove Gas | Health |  | Qty: 1. ambox |  | Not engraved | [7 empty] | Functional | to duct a plate without a cylinder
Weighing Scale with Height Meter, Adult | Health |  | Qty: 2. measuring weight and height |  | Not engraved | [7 empty] | Functional | Not engraved one in use
Weighing Scale, Infant | Health |  | Qty: 2. weighing scale |  | Not engraved | [7 empty] | Functional | Not engraved
Weighing Scale, Toddler | Health |  | Qty: 2. Infant/baby may |  | Not engraved | [7 empty] | Good | still in store
Wheel Chair | Health |  | Qty: 1. wheel with 2 wheels |  | Not engraved | [7 empty] | Functional | Not engraved
Audio Visual Equipment | Health |  |  |  | Not engraved | [7 empty] | Functional
Medical Waste Bin | Health |  | Qty: 0 |  | Not engraved | [7 empty] | Functional
Wall Clock | Health |  | Qty: 4. color round wall clock |  | Not engraved | [7 empty] | Not in use | not use & not engraved
Diagnostic Equipment Set for MCH | Health |  | Qty: 2. set for family planning |  | Not engraved | [7 empty] | Functional | Not engraved
Diagnostic Equipment Set for OPD | Health |  | Qty: 2. set of out-patients |  | Not engraved | [7 empty] | Functional | Not engraved
Glassware Set, Laboratory, Basic | Health |  | Qty: 2. standard set for HCT/I |  | Not engraved | [7 empty] | Good | still in the box
Hollow Ware Set, Treatment | Health |  | stainless steel |  | Not engraved | [7 empty] | Not in use | Not in use - Not engraved
Instrument Set, Dressing | Health |  | Qty: 2. stainless steel |  | Not engraved | [7 empty] | Functional | Not engraved
Instrument Set, Basic ENT | Health |  | Qty: 3. plastic container |  | Not engraved | [7 empty] | Functional | Not engraved
Instrument Set, Suture | Health |  | Qty: 2. stainless steel |  | Not engraved | [7 empty] | Functional | Not engraved
Pulse Oximeter, Hand Held | Health |  | Qty: 0 |  | Not engraved | [7 empty] | Functional
Bed, Adult Patient with Mattress | Health |  | Qty: 12. hospital foam mattress with high density for adult |  | Not engraved | [7 empty] | Functional | Not engraved
Bed, Pediatric Patient, With Mattress | Health |  | Qty: 3. small bed |  | Not engraved | [7 empty] | Functional | Not engraved
Bedside Locker | Health |  | Qty: 5. plastic with drawer |  | Not engraved | [7 empty] | Functional | Not engraved
Cupboard, Instrument | Health |  | Qty: 1. glass and steel |  | Not engraved | [7 empty] | Good | Not engraved
Delivery Bed, Hydraulic Manual | Health |  | Qty: 1. Adjustable bed for disabled |  | Not engraved | [7 empty] | Functional | Not engraved
Oxygen Therapy Apparatus, Minimum 45L cylinder | Health |  | Qty: 2. Providing oxygen measurement |  | Not engraved | [7 empty] | Good | Not engraved
Resuscitator Manual, Infant, with all Mask sizes | Health |  | Qty: 2. face mask and self-inflating bag |  | Not engraved | [7 empty] | Functional | Not engraved
Resuscitator Manual, Adult, with all mask sizes | Health |  | Qty: 2. Portable masks |  | Not engraved | [7 empty] | Functional | Not engraved
Suction Apparatus, (Electric) | Health |  | Qty: 2. Electronic device |  | Not engraved | [7 empty] | Good | Not engraved
Nebulizer, Ultrasonic | Health |  | Qty: 1. Electronic device |  | Not engraved | [7 empty] | Good | Not engraved
Oxygen Concentrator, Duo Flow | Health |  | Qty: 4. humidifier bottle, flowmeter, oxygen line and a nasal canal |  | Not engraved | [7 empty] | Good | Not engraved
Bench | Health |  | Qty: 4. dark earth woody bench |  | Not engraved | [7 empty] | Functional | Not engraved
Disinfection Buckets | Health |  | Qty: 6. Plastic buckets |  | Not engraved | [7 empty] | Functional | 1 iron bucket, one bucket is broken.
Baby Cot | Health |  | Qty: 5. wire in colour |  | Not engraved | [7 empty] | Functional | Not engraved
Diagnostic Equipment Set for Ward | Health |  | Qty: 3. bowls and other utensils |  | Not engraved | [7 empty] | Good | Not engraved
Hollow Ware Set Ward | Health |  | Qty: 3. stainless for general use |  | Not engraved | [7 empty] | Functional | Not engraved
Instrument Set, Delivery | Health |  | Qty: 3. stainless steel delivery instrument |  | Not engraved | [7 empty] | Functional | Not engraved
Instrument Set, Stitch Removing | Health |  | Qty: 3. stitch scissors dissecting forceps and artery |  | Not engraved | [7 empty] | Good | Not engraved
MVA Kit | Health |  | Qty: 4. delivery equipments |  | Not engraved | [7 empty] | Good | Not in use
Stool Laboratory | Health |  | Qty: 3. movable |  | Not engraved | [7 empty] | Functional | Not engraved
Penguin Sucker | Health |  | Qty: 3. look like penguins for sucking mucus |  | Not engraved | [7 empty] | Good | Not in use.
Bubble CPAP | Health |  | Qty: 2. in the box |  | Not engraved | [7 empty] | Good | not in use.
Centrifuge (Electric) | Health |  | Qty: 1. metal housing stainless |  | Not engraved | [7 empty] | Functional | Not engraved
Kangaroo Mother Care Chair | Health |  | Qty: 1. wood chair for mothers |  | Not engraved | [7 empty] | Good | Not engraved
Radiant Infant Warmer | Health |  |  |  | Not engraved | [7 empty] | Functional
Haemoglobin Meter, Sahli | Health |  |  |  | Not engraved | [7 empty] | Functional
Delivery Bed | Health |  | Qty: 4. black bed with couch adjustable |  | Not engraved | [7 empty] | Functional | Not engraved
Examination light | Health |  | Qty: 3. mobile floor light movable |  | Not engraved | [7 empty] | Good | Not engraved
Instrument set ENT Basic for HC III | Health |  | Qty: 3. stainless steel tray with a lid |  | Not engraved | [7 empty] | Functional | Not engraved
Bag Valve mask (Ambu Bag), Neonatal | Health |  | It has a self-inflating bag that is silicon soft |  | Not engraved | [7 empty] | Functional
Incubator | Health |  | Qty: 0 |  | Not engraved | [7 empty] | Functional
Office Chair | Health |  | Qty: 6. A rolling chair that is black |  | Not engraved | [7 empty] | Functional | Not engraved
Desk | Health |  | Qty: 3. woody desks for office and reception |  | Not engraved | [7 empty] | Functional | Not engraved
Filing Cabinet | Health |  | Qty: 2. Mild steel powder coated grey with drawers |  | Not engraved | [7 empty] | Good | in use
Non Residential Buildings | Health |  | Qty: 3. maternity ward toilet placenta pit |  | Not engraved | [7 empty] | Good | all in use
Residential Buildings | Health |  | for mid wives. 1 block 2 units |  | Not engraved | [7 empty] | Functional | No repairs